## Estimate
|  | Work |  |  | Material | Labor | Labor | Other | TOTAL |  | Material | Labor | Labor | Other | Total | Wage Rate | Division
Division | Costcode | Description | Quantity | Unit | Cost | Hrs | Cost | Cost | Cost | Note | Cost/Unit | Hrs/Unit | Cost/Unit | Cost/Unit | Cost/Unit | Cost/Hr | Sort

## JobInfo
COMPANY INFO | >> Edit below to identify your company
Name | MyName
Title | MyTitle
Name/Company | MyCompany
Name/Company 2nd Line | MyCompany2
License No. | MyLicense
Address | MyAddress
City/State/Zip | MyCity/State/Zip
Phone | MyPhone
Fax | MyFax
Email | MyEmail
JOB INFO | >> Edit below to identify your project
Customer Name | CustomerName
Customer Company | CustomerCompany
Address | CustomerAddress
City/State/Zip | CustomerCity/State/Zip
Phone | CustomerPhone
Fax | CustomerFax
Project Name: | ProjectName
Project Location: | ProjectLocation
Project Description | ProjectDescription
Work Description | WorkDescription
*** Worksheet edit notes ***
1. Entries shall appear in Estimate Quote
2. Enter info in cells highlighted in GREEN
3. Do NOT add or delete rows
4. Do NOT add or delete columns

## QuickHelp
QUICK HELP
How come I do not see the "PowerRemodel" menu inserted among the Excel menu system? | Check the following. 1. Click Tools > Macro > Security. Then click on "Medium" security. 2. Close the PowerRemodel.xls file, then open it again. At startup click on "Enable Macros". Now, you should see the "PowerRemodel" menu inserted among the Excel menu system. >>> For Office 2007-12 When you open the program with Excel, in response to security warning, click on "Options", then select "Enable this content". This will allow the program to run on MS Excel 2007-12. In order to see the PowerRemodel menu, click on "Add-Ins" menu of Excel. Then click on "PowerRemodel" to see the menu.
When I open PowerEstimator Remodel, why does a menu called "PowerRemodel" appear in Excel's menu bar? | In order to make our system as easy to use as possible, we added functions to the familiar existing interface, namely the Excel menu bar. The PowerRemodel menu item shall be there *only* when you are using the PowerRemodel.xls file. When you leave, it will disappear from Excel's menu.
How do I start a new estimate? | To start with an empty Estimate worksheet, click on Clear Estimate Worksheet from PowerRemodel menu. Then click on "Add Standard Cost Item(s) Using Lookup" from Excel's PowerRemodel menu.
Where are standard cost data stored in PowerEstimator Remodel? | Standard cost data is stored in worksheets representing cost categories in construction. Example: General, Sitework, Electrical etc. Click on the tab at the bottom of the worksheet to access the Data sheet.
Standard cost item quantities are indicated as 1.00. I can't edit the values on the Estimate worksheet. | You should not edit any cells directly on the worksheet. Instead, click on the row to edit, then select the Edit Cost Item submenu from PowerRemodel menu. The changes will automatically be updated in the Estimate worksheet under program control.
How can I enter or change my Overhead and Profit applications | Use Rates worksheet.
How does PowerEstimator Remodel work? | With PowerRemodel, the main estimate is created using a convenient wizard interface which goes through all cost categories allowing you to select one or more items from each category page. Subsequently you can insert additional custom cost items to the estimate. The program automatically applies overhead and profits and makes city cost index adjustments.
What does City selection do? | When you select your city from the "City" page of the wizard, PowerRemodel will apply the city index (factor) to the construction costs.
How can I change my city's index? | Open the "City" worksheet by clicking on the tab. Then edit the index (factor) in green. Use only numerics.
What should I do if my city is not in the list? | Select a city that you believe is close in terms of costs. Alternatively, you can edit an existing entry or add your city to the list.
How can I add and customize data in PowerRemodel data sheets? | To add, insert a blank row where your data should appear. To edit, simply change the data by overwriting it (See PowerRemodel Help for more on adding data to lists).
How can I get Help? | Click on "Show PowerEstimator Remodel Help" from the PowerRemodel menu. You can also email CPR, Inc. at cpr@cprsoft.com for your questions.
Can I add, delete or change worksheet names? | You can not add or delete worksheets that will integrate with the system. However, you may change the worksheet names for cost categories. Remember, each name must be one word (no spaces). After changes, save and reopen for the PowerRemodel menu to generate.
How do I create the estimate report? | Select the appropriate report from PowerRemodel menu. The report will be automatically created on a separate workbook.
How do I save the estimate report? | Switch to the newly created Excel estimate report file. Then simply use Excel's File > Save As function.
Why are item quantities are indicated as 1.00 (one) in the Estimate? | Because PowerRemodel does not initially know your takeoff quantities. It is essential to edit each additional item entry and change the quantity to the correct amount.
After I create a report how can I go back to the Estimate? | Click on the "PowerRemodel.xls" button from the Taskbar.
Can PowerEstimator Remodel insert my company logo graphic in the Quote report automatically? | Yes, PowerEstimator Remodel can do that. First, create your graphic logo in (jpg) format. Then copy the graphic logo file into the Installation Folder and rename it as Mylogo.jpg inside the folder. If your graphic file is in (gif) or (bmp) format, still rename it as Mylogo.jpg since PowerEstimator Remodel will look for this filename.
How can I get program updates? | Visit our website at www.powerestimator.com for more information.

## City
Location | Factor
Selected >>> | 1
Average City, USA | 1
Anchorage, AK | 1.33 | Edit Notes:
Birmingham, AL | 0.83 | 1. Click your city to select index
Mobile, AL | 0.82 | 2. Edits allowed in cells highlighted in GREEN
Montgomery, AL | 0.79 | 2. Do not edit or delete cells in RED
Tuscaloosa, AL | 0.79
Forth Smith, AR | 0.81
Little Rock, AR | 0.82
Pine Bluff, AR | 0.81
Flagstaff, AZ | 0.91
Phoenix, AZ | 0.94
Tucson, AZ | 0.91
Yuma, AZ | 0.88
Anaheim, CA | 1.12
Bakersfield, CA | 1.09
Fresno, CA | 1.14
Los Angeles, CA | 1.15
Oakland, CA | 1.18
Riverside, CA | 1.13
Sacramento, CA | 1.13
San Diego, CA | 1.16
San Francisco, CA | 1.32
San Jose, CA | 1.34
San Luis Obispo, CA | 1.16
Santa Barbara, CA | 1.12
Santa Rosa, CA | 1.15
Boulder, CO | 0.91
Denver, CO | 1.01
Durango, CO | 0.91
Fort Collins, CO | 0.97
Bridgeport, CT | 1.04
Hartford, CT | 1.02
Stamford, CT | 1.05
Waterbury, CT | 1.04
Washington, D.C. | 0.97
Wilmington, DE | 1.02
Jacksonville, FL | 0.85
Miami, FL | 0.87
Tampa, FL | 0.83
West Palm Beach, FL | 0.87
Atlanta, GA | 0.86
Augusta, GA | 0.78
Columbus, GA | 0.78
Savannah, GA | 0.81
Hilo, HI | 1.31
Honolulu, HI | 1.3
Council Bluffs, IA | 0.94
Davenport, IA | 0.97
Des Moines, IA | 0.96
Sioux City, IA | 0.92
Boise, ID | 0.95
Lewiston, ID | 1.06
Twin Falls, ID | 0.83
Chicago, IL | 1.15
Peoria, IL | 1.05
Springfield, IL | 1.03
Evansville, IN | 0.94
Fort Wayne, IN | 0.91
Gary, IN | 0.99
Indianapolis, IN | 0.98
Terre Haute, IN | 0.94
Dodge City, KS | 0.82
Topeka, KS | 0.84
Wichita, KS | 0.88
Bowling Green, KY | 0.93
Lexington, KY | 0.88
Louisville, KY | 0.96
Paducah, KY | 0.94
Baton Rouge, LA | 0.85
Lake Charles, LA | 0.84
New Orleans, LA | 0.88
Shreveport, LA | 0.8
Boston, MA | 1.17
Lowell, MA | 1.03
Marblehead, MA | 1.24
Springfield, MA | 1.02
Worcester, MA | 1.12
Annapolis, MD | 0.93
Baltimore, MD | 0.92
Hagerstown, MD | 0.89
Augusta, ME | 0.89
Lewiston, ME | 0.9
Portland, ME | 0.95
Detroit, MI | 1.04
Grand Rapids, MI | 0.91
Lansing, MI | 1
Saginaw, MI | 0.99
Minneapolis, MN | 1.13
Rochester, MN | 0.99
Saint Paul, MN | 1.08
Joplin, MO | 0.86
Kansas City, MO | 0.98
Springfield, MO | 0.85
St. Louis, MO | 0.96
Columbus, MS | 0.73
Greenwood, MS | 0.74
Jackson, MS | 0.82
Billings, MT | 0.94
Butte, MT | 0.89
Great Falls, MT | 0.93
Missoula, MT | 0.88
Memphis, TN | 0.86
Charlotte, NC | 0.78
Greensboro, NC | 0.77
Raleigh, NC | 0.78
Wilmington, NC | 0.76
Bismark, ND | 0.85
Fargo, ND | 0.86
Grand Forks, ND | 0.82
Grand Island, NE | 0.86
Lincoln, NE | 0.92
Omaha, NE | 0.93
Concord, NH | 0.93
Manchester, NH | 0.88
Nashua, NH | 0.95
Atlantic City, NJ | 1.12
Newark, NJ | 1.17
Paterson, NJ | 1.06
Summit, NJ | 1.09
Trenton, NJ | 1.1
Albuquerque, NM | 0.92
Las Cruces, NM | 0.83
Santa Fe, NM | 0.91
Carson City, NV | 0.98
Las Vegas, NV | 1.03
Reno, NV | 0.99
Albany, NY | 0.95
Binghamton, NY | 0.97
Buffalo, NY | 1.06
Kingston, NY | 1.09
Long Island, NY | 1.33
Mount Vernon, NY | 1.18
New York City, NY | 1.29
Rochester, NY | 1.01
Syracuse, NY | 0.98
White Plains, NY | 1.15
Cincinnati, OH | 1.02
Cleveland, OH | 1.01
Columbus, OH | 0.97
Toledo, OH | 0.99
Youngstown, OH | 0.97
Lawton, OK | 0.82
Oklahoma City, OK | 0.85
Shawnee, OK | 0.78
Tulsa, OK | 0.83
Eugene, OR | 1.03
Medford, OR | 1.05
Pendleton, OR | 1.02
Portland, OR | 1.07
Salem, OR | 1.01
Allentown, PA | 0.99
Bradford, PA | 1.02
Harrisburg, PA | 0.96
New Castle, PA | 1.02
Philadelphia, PA | 1.15
Pittsburgh, PA | 1.07
Newport, RI | 1
Pawtucket, RI | 0.98
Providence, RI | 1.01
Charleston, SC | 0.77
Columbia, SC | 0.78
Greenville, SC | 0.75
Aberdeen, SD | 0.86
Pierre, SD | 0.83
Rapid City, SD | 0.82
Sioux Falls, SD | 0.86
Chattanooga, TN | 0.84
Jackson, TN | 0.72
Johnson City, TN | 0.81
Knoxville, TN | 0.83
Nashville, TN | 0.88
Austin, TX | 0.81
Dallas, TX | 0.92
El Paso, TX | 0.82
Houston, TX | 0.88
Laredo, TX | 0.79
San Antonio, TX | 0.84
Tyler, TX | 0.94
Logan, UT | 0.92
Ogden, UT | 0.9
Salt Lake, UT | 0.92
Alexandria, VA | 0.95
Lynchburg, VA | 0.82
Norfolk, VA | 0.84
Richmond, VA | 0.86
Staunton, VA | 0.78
Brattleboro, VT | 0.83
Burlington, VT | 0.92
Rutland, VT | 0.91
Richland, WA | 1.01
Seattle, WA | 1.04
Spokane, WA | 0.97
Tacoma, WA | 1.04
Yakima, WA | 1
Beloit, WI | 1.01
Eau Claire, WI | 0.99
Green Bay, WI | 1.02
Madison, WI | 0.99
Milwaukee, WI | 1.05
Wausau, WI | 0.96
Charleston, WV | 0.95
Clarksburg, WV | 0.99
Morgantown, WV | 0.98
Parkersburg, WV | 0.89
Wheeling, WV | 0.94
Casper, WY | 0.88
Cheyenne, WY | 0.93
Rawlins, WY | 0.84
Rock Springs, WY | 0.86

## Rates
Application | Value | Unit
Job - Overhead Rate | 15 | %
Job - Profit Rate | 10 | %
Wage-Scale1 | 25.8 | Hour | Ex: Labor, clerical
Wage-Scale2 | 29 | Hour | Ex: Labor, clerical, driver
Wage-Scale3 | 32 | Hour | Ex: Labor, clerical, driver, maintenance
Wage-Scale4 | 35.65 | Hour | Ex: Labor, maintenance, technician, drafting
Wage-Scale5 | 39.25 | Hour | Ex: Trade, technician, drafting, operator
Wage-Scale6 | 44.5 | Hour | Ex: Trade, technician, operator
Wage-Scale7 | 53.25 | Hour | Ex: Trade, technician, supervision
Wage-Scale8 | 61.5 | Hour | Ex: Trade, technician, supervision
Wage-Scale9 | 68 | Hour | Ex: Trade, supervision
Wage-Scale10 | 83.75 | Hour | Ex: Professional, specialty
Wage-Scale11 | 99.75 | Hour | Ex: Professional, design, specialty
Wage-Scale12 | 135 | Hour | Ex: Professional, consulting
Local Currency Sign | $ |  | Ex: $, €, £
Sales Tax Rate | 8 | %
Edit Notes:
1. Edits allowed in cells highlighted in GREEN
2. Do not edit or delete cells in RED
3. Do not add or delete columns and rows

## General
Costcode | Description | Unit | MATERIALCost/Unit | Labor Hrs/Unit | LABOR Cost/Unit | OTHER Cost/Unit | TOTAL Cost/Unit
GENERAL
01020 | PROFESSIONAL
010201000 | Building permit | Ea | 0 | 0 | 0 | 160 | 160
010201100 | Engineer | Hr | 0 | 1 | 99.75 | 0 | 99.75
010201200 | Architect | Hr | 0 | 1 | 99.75 | 0 | 99.75
010201400 | Draftsman | Hr | 0 | 1 | 39.25 | 0 | 39.25
010203160 | Supervision | Hr | 0 | 1 | 53.25 | 0 | 53.25
013301300 | Surveyor | Hr | 0 | 1 | 83.75 | 0 | 83.75
01410 | TESTING
014101100 | Aggregate test | Ea | 0 | 0 | 0 | 102.75 | 102.75
014101120 | Compression test, cylinder | Ea | 0 | 0 | 0 | 69.5 | 69.5
01500 | TEMPORARY FACILITIES
015003000 | Temporary repairs | Ea | 35.5 | 3.6 | 191.7 | 0 | 227.2
015003100 | Temporary CL fencing, 5' H | Lf | 11.9 | 0.25 | 13.31 | 0 | 25.21
015003200 | Temporary lighting | Lot | 61 | 2.1 | 129.15 | 225 | 415.15
015003300 | Temporary power | Lot | 105 | 2.75 | 169.13 | 480 | 754.13
015003410 | Power pole, 100 Amp | Mon | 0 | 0 | 0 | 110 | 110
015003430 | Power pole, 200 Amp | Mon | 0 | 0 | 0 | 125 | 125
015003450 | Electricity per 1000 Sf | Mon | 42.5 | 0 | 0 | 0 | 42.5
015003460 | Temporary office trailer, 24' long | Mon | 0 | 0 | 0 | 250 | 250
015003500 | Temporary plumbing | Lot | 135 | 9 | 553.5 | 450 | 1138.5
015004100 | Temporary roof | Lot | 525 | 10 | 532.5 | 325 | 1382.5
015004200 | Temporary board up | Lot | 450 | 8 | 356 | 0 | 806
015004210 | Board-up cover, min | Lot | 60 | 2.5 | 111.25 | 0 | 171.25
015004220 | Board-up cover, one sheet plywood | Ea | 25 | 1.1 | 48.95 | 0 | 73.95
015004230 | Board-up cover, two sheets plywood | Ea | 37 | 1.75 | 77.88 | 0 | 114.88
015004300 | Temporary construction | Lot | 450 | 16 | 712 | 275 | 1437
015004400 | Portable toilet | Mon | 0 | 0 | 0 | 140 | 140
015004420 | Temporary water, 1000 Gallons | Lot | 97.5 | 0 | 0 | 0 | 97.5
01600 | EQUIPMENT RENTAL
016001000 | Air fan, 24" D | Day | 0 | 0 | 0 | 11 | 11
016001020 | Auger, horizontal boring, 45 Hp | Day | 0 | 0 | 0 | 605 | 605
016001040 | Pipe bender | Day | 0 | 0 | 0 | 8.5 | 8.5
016001060 | Backhoe, diesel, crawler, 1/2 Cy | Day | 0 | 0 | 0 | 865 | 865
016001080 | Backhoe, diesel, crawler, 1 Cy | Day | 0 | 0 | 0 | 1075 | 1075
016001100 | Backhoe-loader, wheel, 5/8 Cy | Day | 0 | 0 | 0 | 320 | 320
016001120 | Blower, garden, backpack | Day | 0 | 0 | 0 | 65 | 65
016001140 | Boom, telescoping, 40',gas | Day | 0 | 0 | 0 | 405 | 405
016001160 | Bucket, clamshell, 3/8 Cy | Day | 0 | 0 | 0 | 103 | 103
016001180 | Bucket, clamshell, 1 Cy | Day | 0 | 0 | 0 | 145 | 145
016001200 | Bucket, dragline, 1/2 Cy | Day | 0 | 0 | 0 | 82.5 | 82.5
016001220 | Concrete cart | Day | 0 | 0 | 0 | 66 | 66
016001240 | Air compressor, elec, 1.8 CFM | Day | 0 | 0 | 0 | 64 | 64
016001260 | Air compressor, elec, 8.5 CFM | Day | 0 | 0 | 0 | 72 | 72
016001280 | Air compressor, gas, 60 CFM | Day | 0 | 0 | 0 | 98 | 98
016001300 | Air compressor, gas, 160 CFM | Day | 0 | 0 | 0 | 165 | 165
016001320 | Compactor, roller, 2000 Lb | Day | 0 | 0 | 0 | 180 | 180
016001340 | Conveyor, concrete, 21 Ft, elec | Day | 0 | 0 | 0 | 103 | 103
016001360 | Core drill, electric, 2-1/2 HP | Day | 0 | 0 | 0 | 85 | 85
016001380 | Crane, climbing, 6000 Lb | Day | 0 | 0 | 0 | 1075 | 1075
016001400 | Crane, truck mount, 20 T | Day | 0 | 0 | 0 | 772.5 | 772.5
016001420 | Crane, truck mount, 40 T | Day | 0 | 0 | 0 | 1220 | 1220
016001440 | Crane, truck mount, hydr, 12 T | Day | 0 | 0 | 0 | 575 | 575
016001460 | Crane, truck mount, hydr, 25 T | Day | 0 | 0 | 0 | 835 | 835
016001480 | Crawler, cable, 1/2 CY, 15 T | Day | 0 | 0 | 0 | 490 | 490
016001500 | Crawler, cable, 1 CY, 25 T | Day | 0 | 0 | 0 | 685 | 685
016001520 | Crawler, cable, 2 CY, 50 T | Day | 0 | 0 | 0 | 1125 | 1125
016001540 | Cutter, bolt, 24" | Day | 0 | 0 | 0 | 16.5 | 16.5
016001560 | Cutter/bender, rebar | Day | 0 | 0 | 0 | 17.5 | 17.5
016001580 | Cutter, asphalt tile | Day | 0 | 0 | 0 | 17.5 | 17.5
016001600 | Cutter, ceramic tile, 12" | Day | 0 | 0 | 0 | 15.45 | 15.45
016001620 | Metal detector | Day | 0 | 0 | 0 | 36 | 36
016001640 | Drill, handheld, 65 Lb | Day | 0 | 0 | 0 | 56 | 56
016001660 | Drill, rotary, elec, 1/2" | Day | 0 | 0 | 0 | 23.5 | 23.5
016001680 | Drill, rotary, elec, 1-1/2" | Day | 0 | 0 | 0 | 44.5 | 44.5
016001700 | Dumpster, 10 Cy, incl removal | Day | 0 | 0 | 0 | 87.5 | 87.5
016001720 | Edger, lawn, gas | Day | 0 | 0 | 0 | 34 | 34
016001740 | Finisher, concrete floor, gas | Day | 0 | 0 | 0 | 170 | 170
016001760 | Floodlight, mercury, 1000 W | Day | 0 | 0 | 0 | 34 | 34
016001780 | Forklift, gas, 3000 Lb, 18' | Day | 0 | 0 | 0 | 285 | 285
016001800 | Forklift, diesel, 4000 Lb, 28' | Day | 0 | 0 | 0 | 265 | 265
016001820 | Generator, electric, 3 Kw | Day | 0 | 0 | 0 | 67.5 | 67.5
016001840 | Generator, electric, 5 Kw | Day | 0 | 0 | 0 | 72 | 72
016001860 | Generator, diesel, 20 Kw | Day | 0 | 0 | 0 | 139 | 139
016001880 | Generator, diesel, 50 Kw | Day | 0 | 0 | 0 | 185 | 185
016001900 | Grader, self-prop, 25000 Lb | Day | 0 | 0 | 0 | 565 | 565
016001920 | Grader, self-prop, 40000 Lb | Day | 0 | 0 | 0 | 750 | 750
016001940 | Grinder, concrete | Day | 0 | 0 | 0 | 90 | 90
016001960 | Hammer, rotary, 30 Lb, elec | Day | 0 | 0 | 0 | 92.5 | 92.5
016001980 | Hammer, rotary, 60 Lb, demo | Day | 0 | 0 | 0 | 155 | 155
016002000 | Hammer, sledge, 16 Lb | Day | 0 | 0 | 0 | 15 | 15
016002020 | Hammer, demo, self-prop, 1000 Lb | Day | 0 | 0 | 0 | 460 | 460
016002040 | Hoist, chain, 3 T | Day | 0 | 0 | 0 | 45 | 45
016002060 | Hoist, overhead, manual, 3/4 T | Day | 0 | 0 | 0 | 18 | 18
016002080 | Hose, air, 50', 3/4" D | Day | 0 | 0 | 0 | 17 | 17
016002100 | Hose, air, 50', 1-1/2" D | Day | 0 | 0 | 0 | 12.75 | 12.75
016002120 | Hose, water, 20', 2" D | Day | 0 | 0 | 0 | 11 | 11
016002140 | Hose, water, 20', 3" D | Day | 0 | 0 | 0 | 16.5 | 16.5
016002160 | Heater, space, 50 Mbh | Day | 0 | 0 | 0 | 15.5 | 15.5
016002180 | Jack, hydraulic, 20 T | Day | 0 | 0 | 0 | 6 | 6
016002200 | Ladder, extension, 40 Ft | Day | 0 | 0 | 0 | 33 | 33
016002220 | Stepladder | Day | 0 | 0 | 0 | 17 | 17
016002240 | Lift,equipment, 750 Lb, 5 Ft | Day | 0 | 0 | 0 | 56 | 56
016002260 | Lift,equipment, 500 Lb, 17 Ft | Day | 0 | 0 | 0 | 67.5 | 67.5
016002280 | Aerial lift, scissor, elec | Day | 0 | 0 | 0 | 82.5 | 82.5
016002300 | Mixer, concrete, 3.5 Cf, elec | Day | 0 | 0 | 0 | 66 | 66
016002320 | Mixer, concrete & mortar, 10 Cf | Day | 0 | 0 | 0 | 69 | 69
016002340 | Mixer, plaster | Day | 0 | 0 | 0 | 65 | 65
016002360 | Mower, riding type | Day | 0 | 0 | 0 | 140 | 140
016002380 | Power mulcher, small | Day | 0 | 0 | 0 | 175 | 175
016002400 | Post driver, manual | Day | 0 | 0 | 0 | 8.5 | 8.5
016002420 | Floor polisher, 14 in | Day | 0 | 0 | 0 | 22.5 | 22.5
016002440 | Pump , centr gas, 1-1/2", 4 Mgph | Day | 0 | 0 | 0 | 27 | 27
016002460 | Pump, centr gas, 2", 8 Mgph | Day | 0 | 0 | 0 | 30 | 30
016002480 | Pump, submers elec, 1-1/4" D | Day | 0 | 0 | 0 | 50 | 50
016002500 | Pump, concrete, 80' boom | Day | 0 | 0 | 0 | 1050 | 1050
016002520 | Roller, tandem, gas, 3 T | Day | 0 | 0 | 0 | 150 | 150
016002540 | Roller, towed, gas, 2 T | Day | 0 | 0 | 0 | 130 | 130
016002560 | Chainsaw, 16", elec | Day | 0 | 0 | 0 | 72 | 72
016002580 | Saw, miter, 10", elec | Day | 0 | 0 | 0 | 45 | 45
016002600 | Saw, circular, 7" | Day | 0 | 0 | 0 | 17.5 | 17.5
016002620 | Saw, radial arm, 10" | Day | 0 | 0 | 0 | 57 | 57
016002640 | Saw, table | Day | 0 | 0 | 0 | 35 | 35
016002660 | Saw, concrete, gas | Day | 0 | 0 | 0 | 85 | 85
016002680 | Sandblaster, portable, 3 Cf | Day | 0 | 0 | 0 | 85 | 85
016002700 | Scaffold, 10 Ft | Day | 0 | 0 | 0 | 28.5 | 28.5
016002720 | Scaffold, 20 Ft | Day | 0 | 0 | 0 | 37 | 37
016002740 | Scraper, towed, 7 Cy | Day | 0 | 0 | 0 | 79 | 79
016002760 | Scraper, self-prop, 16 Cy | Day | 0 | 0 | 0 | 80 | 80
016002780 | Sprayer, paint, 8 Cfm | Day | 0 | 0 | 0 | 42.25 | 42.25
016002800 | Stapler, air, roofing | Day | 0 | 0 | 0 | 49 | 49
016002820 | Stud driver, power | Day | 0 | 0 | 0 | 34 | 34
016002860 | Tiller, gas | Day | 0 | 0 | 0 | 85 | 85
016002880 | Torch, cutting, 150' hose | Day | 0 | 0 | 0 | 22 | 22
016002900 | Tractor 30 T, 200 Hp | Day | 0 | 0 | 0 | 385 | 385
016002920 | Tractor 30 T, 250 Hp | Day | 0 | 0 | 0 | 400 | 400
016002940 | Transit tripod set | Day | 0 | 0 | 0 | 41.5 | 41.5
016002960 | Tractor, crawler, 75 Hp | Day | 0 | 0 | 0 | 400 | 400
016002980 | Tractor, crawler, 200 Hp | Day | 0 | 0 | 0 | 365 | 365
016003000 | Trencher, chain, gas, 12 Hp | Day | 0 | 0 | 0 | 97.5 | 97.5
016003020 | Truck, dump, tandem, 12 T load | Day | 0 | 0 | 0 | 490 | 490
016003040 | Truck, dump, tandem 16 T load | Day | 0 | 0 | 0 | 565 | 565
016003060 | Truck, pickup, 3/4 T | Day | 0 | 0 | 0 | 92.5 | 92.5
016003080 | Truck, pickup, 1 T | Day | 0 | 0 | 0 | 115 | 115
016003100 | Tractor, loader, 65 Hp | Day | 0 | 0 | 0 | 365 | 365
016003120 | Tractor, loader, 100 Hp | Day | 0 | 0 | 0 | 540 | 540
016003140 | Trowel, concrete, 44" D | Day | 0 | 0 | 0 | 77.5 | 77.5
016003160 | Vibrator, concrete, electric | Day | 0 | 0 | 0 | 77.5 | 77.5
016003180 | Wheelbarrow | Day | 0 | 0 | 0 | 9.25 | 9.25
016003200 | Welder, electric, 200 Amp | Day | 0 | 0 | 0 | 24 | 24
016003220 | Welder, gas, 200 Amp | Day | 0 | 0 | 0 | 52.5 | 52.5
016003240 | Wallpaper remover | Day | 0 | 0 | 0 | 36 | 36
017001100 | Final cleanup | SfFl | 0 | 0 | 0 | 1.15 | 1.15
018001115 | Dumpster, per load, large, incl haul | Ea | 0 | 0 | 0 | 425 | 425
018001145 | Dumpster, per load, small, incl haul | Ea | 0 | 0 | 0 | 170 | 170
01950 | CONTENT MANIPULATION
019501010 | Pull and reset furniture group | Ea | 0 | 1.15 | 33.35 | 0 | 33.35
019502010 | Move waterbed & reset | Ea | 0 | 3.25 | 94.25 | 0 | 94.25
019502020 | Move piano & reset | Ea | 0 | 1.75 | 50.75 | 0 | 50.75
019504100 | Move out house contents | SfFl | 0 | 0.06 | 1.74 | 0 | 1.74
019504200 | Move back house contents | SfFl | 0 | 0.06 | 1.74 | 0 | 1.74
019505100 | Temp storage house contents | SfFl | 0 | 0 | 0 | 1.65 | 1.65

## Sitework
Costcode | Description | Unit | MATERIALCost/Unit | Labor Hrs/Unit | LABOR Cost/Unit | OTHER Cost/Unit | TOTAL Cost/Unit
SITEWORK
02050 | DEMOLITION
020501110 | Demo concrete foundation, 1Ft x 2Ft, no reinf. | Lf | 0 | 0.3 | 9.6 | 5.15 | 14.75
020501120 | Demo concrete foundation, 1Ft x 2Ft, with reinf. | Lf | 0 | 0.4 | 12.8 | 6.3 | 19.1
020501130 | Demo concrete foundation, no reinf. | Lf | 0 | 2.5 | 80 | 39 | 119
020501140 | Demo concrete foundation, with reinf. | Lf | 0 | 3.75 | 120 | 58.75 | 178.75
020501250 | Demo wood frame building, 1 floor | Sf | 0 | 0.06 | 1.92 | 0.95 | 2.87
020501260 | Demo wood frame building, 2 floors | Sf | 0 | 0.07 | 2.24 | 1.1 | 3.34
020501310 | Demo suspended ceiling with tiles | Sf | 0 | 0.02 | 0.64 | 0.1 | 0.74
020501315 | Demo suspended ceiling incl suspension system | Sf | 0 | 0.024 | 0.77 | 0.1 | 0.87
020501320 | Flooring demolition, ceramic tile | Sf | 0 | 0.04 | 1.28 | 0.33 | 1.61
020501330 | Flooring demolition, linoleum | Sf | 0 | 0.012 | 0.38 | 0 | 0.38
020501410 | Plumbing demolition, fixture | Ea | 0 | 1.45 | 46.4 | 16 | 62.4
020501510 | Demo masonry construction | SfFl | 0 | 0.15 | 4.8 | 1.9 | 6.7
020501520 | Demo reinforced masonry | SfFl | 0 | 0.18 | 5.76 | 2.35 | 8.11
020501530 | Demo concrete construction | SfFl | 0 | 0.21 | 6.72 | 2 | 8.72
020501540 | Demo reinforced concrete | SfFl | 0 | 0.24 | 7.68 | 2.75 | 10.43
020501550 | Debris removal | Cy | 0 | 0.9 | 28.8 | 16 | 44.8
020501610 | Partition removal, brick | Sf | 0 | 0.035 | 1.12 | 1.1 | 2.22
020501620 | Partition removal, wood with drywall | Sf | 0 | 0.04 | 1.28 | 1.1 | 2.38
020501630 | Door removal, wood | Ea | 0 | 0.96 | 30.72 | 0.35 | 31.07
020501640 | Window removal, trims | Ea | 0 | 2.45 | 78.4 | 0 | 78.4
020501650 | Wall removal, conc block | Sf | 0 | 0.035 | 1.12 | 1.1 | 2.22
020501660 | Demo, drywall, nailed | Sf | 0 | 0.032 | 1.02 | 0 | 1.02
020501670 | Demo, stucco or plaster wall | Sf | 0 | 0.042 | 1.34 | 0 | 1.34
020501680 | Demo, plaster wall on wood lath | Sf | 0 | 0.033 | 1.06 | 0 | 1.06
020501690 | Demo, plaster wall on metal lath | Sf | 0 | 0.042 | 1.34 | 0 | 1.34
020501720 | Roof demolition, built up roof | Sq | 0 | 3.1 | 99.2 | 0.65 | 99.85
020501730 | Roof demolition, wood shingles | Sq | 0 | 1 | 32 | 0.3 | 32.3
020501810 | Paving demo, no reinforcement | Sy | 0 | 0.35 | 11.2 | 3.35 | 14.55
020501820 | Paving demo, with wire mesh | Sy | 0 | 0.48 | 15.36 | 3.35 | 18.71
020502110 | Concrete slab demo, 4 in, no reinforcement | Sy | 0 | 0.65 | 20.8 | 6.1 | 26.9
020502120 | Concrete slab demo, 4 in, with reinforcement | Sy | 0 | 0.95 | 30.4 | 6.1 | 36.5
020502130 | Saw cutting, paving | Lf | 0 | 0.042 | 1.34 | 0.4 | 1.74
020502140 | Saw cutting, concrete | Lf | 0 | 0.075 | 2.4 | 0.65 | 3.05
020503110 | Remove chain link fence, 6 Ft high | Lf | 0 | 0.05 | 1.6 | 0.4 | 2
020503310 | Remove water pipe | Lf | 0 | 0.18 | 5.76 | 2.1 | 7.86
020503510 | Remove septic tank, 1200 gallons | Ea | 0 | 40 | 1280 | 435 | 1715
02060 | HAZARDOUS MATERIALS
020602110 | Asbestos test, lab samples | Lot | 0 | 0 | 0 | 170 | 170
020602120 | Asbestos removal, acoustic ceiling | Sf | 0 | 0.055 | 4.61 | 0 | 4.61
020602130 | Asbestos removal, floor tile | Sf | 0 | 0.055 | 4.61 | 0 | 4.61
020602140 | Asbestos removal, drywall | Sf | 0 | 0.055 | 4.61 | 0 | 4.61
020602150 | Asbestos removal, siding | Sf | 0 | 0.04 | 3.35 | 0 | 3.35
020602160 | Asbestos removal, roofing, built-up roof | Sf | 0 | 0.075 | 6.28 | 0 | 6.28
020602170 | Asbestos removal, tank insulation | Ea | 0 | 8 | 670 | 0 | 670
020602180 | Asbestos removal, pipe insulation | Lf | 0 | 0.115 | 9.63 | 0 | 9.63
020602190 | Asbestos removal, stucco | Sf | 0 | 0.08 | 6.7 | 0 | 6.7
02100 | SITE PREPARATION
021001120 | Clear and grub, light, with machine | Acre | 0 | 50 | 1600 | 1350 | 2950
021001130 | Clear and grub, medium, with machine | Acre | 0 | 70 | 2240 | 1950 | 4190
021001140 | Clear and grub, heavy, with machine | Acre | 0 | 85 | 2720 | 2575 | 5295
021001210 | Tree removal, 12" - 16" dia | Ea | 0 | 3 | 96 | 16.5 | 112.5
021001220 | Tree stump removal, 12" - 16" dia | Ea | 0 | 2 | 64 | 13 | 77
02200 | EARTHWORK
022001000 | Excavation work, minimum charge | Lot | 0 | 5 | 160 | 325 | 485
022001010 | Foundation excavation | Cy | 0 | 0.28 | 8.96 | 5.6 | 14.56
022001020 | Foundation backfill and compaction | Cy | 0 | 0.21 | 6.72 | 6.25 | 12.97
022001110 | Hand excavation, medium soil | Cy | 0 | 1.75 | 56 | 0 | 56
022001120 | Hand backfill, medium soil | Cy | 0 | 0.6 | 19.2 | 0 | 19.2
022001210 | Grading, rough | Acre | 0 | 4.5 | 144 | 135 | 279
022001220 | Grading, fine | Acre | 0 | 6.5 | 208 | 160 | 368
022001410 | Utility trench excavation, 1-1/2' deep, medium soil | Lf | 0 | 0.008 | 0.26 | 0.22 | 0.48
022001420 | Utility trench excavation, 1-1/2' deep, hard soil | Lf | 0 | 0.01 | 0.32 | 0.28 | 0.6
022001430 | Utility trench backfill, 1-1/2' deep | Lf | 0 | 0.006 | 0.19 | 0.23 | 0.42
022001510 | Utility trench excavation, 3' deep, medium soil | Lf | 0 | 0.011 | 0.35 | 0.3 | 0.65
022001520 | Utility trench excavation, 3' deep, hard soil | Lf | 0 | 0.015 | 0.48 | 0.35 | 0.83
022001530 | Utility trench backfill, 3' deep | Lf | 0 | 0.007 | 0.22 | 0.3 | 0.52
022001610 | Pipe trench excavation, 2' deep, medium soil | Lf | 0 | 0.017 | 0.54 | 0.35 | 0.89
022001620 | Pipe trench excavation, 2' deep, hard soil | Lf | 0 | 0.024 | 0.77 | 0.38 | 1.15
022001630 | Pipe trench backfill, 2' deep | Lf | 0 | 0.008 | 0.26 | 0.3 | 0.56
022003110 | Area excavation, 1-1/2' deep, medium soil | Sf | 0 | 0.007 | 0.22 | 0.1 | 0.32
022003120 | Area excavation, 1-1/2' deep, hard soil | Sf | 0 | 0.009 | 0.29 | 0.25 | 0.54
022003130 | Area backfill, 1-1/2' deep | Sf | 0 | 0.005 | 0.16 | 0.08 | 0.24
022003210 | Area excavation, 3' deep, medium soil | Sf | 0 | 0.011 | 0.35 | 0.3 | 0.65
022003220 | Area excavation, 3' deep, hard soil | Sf | 0 | 0.014 | 0.45 | 0.35 | 0.8
022003230 | Area backfill, 3' deep | Sf | 0 | 0.007 | 0.22 | 0.07 | 0.29
022003310 | Area excavation, 7' deep, medium soil | Sf | 0 | 0.026 | 0.83 | 0.09 | 0.92
022003320 | Area excavation, 7' deep, hard soil | Sf | 0 | 0.031 | 0.99 | 0.85 | 1.84
022003330 | Area backfill, 7' deep | Sf | 0 | 0.015 | 0.48 | 0.32 | 0.8
022003410 | Footing excavation, 4' deep, medium soil | Lf | 0 | 0.025 | 0.8 | 0.7 | 1.5
022003420 | Footing excavation, 4' deep, hard soil | Lf | 0 | 0.032 | 1.02 | 0.75 | 1.77
022003430 | Footing backfill, 4' deep | Lf | 0 | 0.012 | 0.38 | 0.35 | 0.73
022003510 | Footing excavation, 6' deep, medium soil | Lf | 0 | 0.034 | 1.09 | 0.8 | 1.89
022003520 | Footing excavation, 6' deep, hard soil | Lf | 0 | 0.045 | 1.44 | 1.1 | 2.54
022003530 | Footing backfill, 6' deep | Lf | 0 | 0.02 | 0.64 | 0.37 | 1.01
02500 | PAVING AND SURFACING
025001110 | Grade and compact | Sy | 0 | 0.1 | 4.45 | 2.5 | 6.95
025002110 | Base course, stone, 4 in thick | Sy | 3.1 | 0.05 | 2.23 | 1.15 | 6.48
025002150 | Asphalt surface, 3 in thick | Sy | 10.3 | 0.05 | 2.23 | 1.65 | 14.18
025002160 | Asphalt paving repair | Sy | 16.5 | 0.4 | 17.8 | 10 | 44.3
025003110 | Paving, concrete, 4 in thick, no reinf | Sy | 11.5 | 0.12 | 5.34 | 0.12 | 16.96
025003120 | Paving, concrete, 6 in thick, no reinf | Sy | 16 | 0.14 | 6.23 | 0.12 | 22.35
025004110 | Walkways, concrete, 4 in thick, basic | Sf | 1.4 | 0.025 | 1.11 | 0.05 | 2.56
025004120 | Walkways, concrete, 4 in thick, high quality | Sf | 2.4 | 0.08 | 3.56 | 0.32 | 6.28
02600 | PIPED UTILITY MATERIALS
026001150 | Cast iron pipe, 4 in dia | Lf | 14 | 0.06 | 3.2 | 0.7 | 17.9
026001160 | Cast iron pipe, 6 in dia | Lf | 17.5 | 0.08 | 4.26 | 0.75 | 22.51
026001210 | Ductile iron pipe, 4 in dia | Lf | 15 | 0.13 | 6.92 | 1.5 | 23.42
026001220 | Ductile iron pipe, 6 in dia | Lf | 22.5 | 0.16 | 8.52 | 1.65 | 32.67
026001280 | Reinforced concrete pipe, 18" dia | Lf | 20.5 | 0.25 | 13.31 | 2.5 | 36.31
026001310 | Corrugated metal, galvanized, 10 in dia | Lf | 13 | 0.1 | 5.33 | 1.65 | 19.98
026001350 | PVC sewer pipe, 4 in dia | Lf | 13 | 0.04 | 2.13 | 0.35 | 15.48
026001360 | PVC sewer pipe, 6 in dia | Lf | 2.95 | 0.05 | 2.66 | 0.4 | 6.01
026001370 | PVC sewer pipe, 10 in dia | Lf | 6.5 | 0.06 | 3.2 | 0.65 | 10.35
026001410 | PVC water pipe, 2" dia | Lf | 0.8 | 0.035 | 1.86 | 0.32 | 2.98
026001420 | PVC water pipe, 4" dia | Lf | 2 | 0.07 | 3.73 | 0.52 | 6.25
026001510 | Vitrified clay pipe, 4" dia | Lf | 5 | 0.07 | 3.73 | 0.52 | 9.25
026001520 | Vitrified clay pipe, 6" dia | Lf | 10.5 | 0.16 | 8.52 | 0.75 | 19.77
026001610 | Drainage pipe, ABS, 4" dia | Lf | 1 | 0.06 | 3.2 | 0 | 4.2
026001620 | Drainage pipe, ABS, 6" dia | Lf | 2 | 0.07 | 3.73 | 0 | 5.73
02800 | SITE IMPROVEMENTS
028001110 | Chain link fence, 6 ft high | Lf | 11 | 0.1 | 5.33 | 0.32 | 16.65
028001120 | Gate, with posts, 3 ft wide, 6 ft high | Ea | 120 | 3 | 159.75 | 6.7 | 286.45
028002150 | Sprinkler irrigation | Sf | 0.27 | 0.005 | 0.27 | 0.06 | 0.6
02900 | LANDSCAPING
029001210 | Area prep for seeding | Sy | 0 | 0.008 | 0.36 | 0.03 | 0.39
029001220 | Place top soil, by hand | Sy | 0 | 0.06 | 2.67 | 0 | 2.67
029002110 | Seeding | Sy | 0.11 | 0.008 | 0.36 | 0.02 | 0.49
029002120 | Fertilizing | Sy | 0.05 | 0.003 | 0.13 | 0.02 | 0.2
029002130 | Ground cover | Sf | 0.38 | 0.005 | 0.22 | 0.02 | 0.62
029002140 | Wood chip mulch, 4 in thick | Sy | 5.05 | 0.04 | 1.78 | 0.02 | 6.85
029002150 | Landscaping timbers, treated, 6 in x 6 in | Lf | 5.3 | 0 | 0 | 0 | 5.3
029003150 | Trees, typical, 5 Gal | Ea | 35 | 0.75 | 33.38 | 0 | 68.38
029003160 | Trees, typical, 15 Gal | Ea | 110 | 1.25 | 55.63 | 0 | 165.63
042001420 | Quarry tile, floor | Sf | 4.5 | 0.11 | 5.86 | 0 | 10.36
042001430 | Paving stones | Sf | 3.45 | 0.07 | 3.73 | 0 | 7.18
042001440 | Paving brick, in grout | Sf | 4.35 | 0.1 | 5.33 | 0 | 9.68
042001450 | Paving, slate, in grout | Sf | 1.4 | 0.1 | 5.33 | 0 | 6.73
042001460 | Paving, terrazzo, in grout | Sf | 7.25 | 0.1 | 5.33 | 0 | 12.58
042001470 | Paving, clay tiles, in grout | Sf | 1.3 | 0.1 | 5.33 | 0 | 6.63

## Foundations
Costcode | Description | Unit | MATERIALCost/Unit | Labor Hrs/Unit | LABOR Cost/Unit | OTHER Cost/Unit | TOTAL Cost/Unit
FOUNDATIONS
03110 | STRUCTURAL CONCRETE FORMWORK
031101 | FORMS BEAMS AND GIRDERS
031101120 | Beam forms, plywood, 1 use | Sf | 5.5 | 0.18 | 9.59 | 0 | 15.09
031101150 | Beam forms, plywood, 3 use | Sf | 3 | 0.14 | 7.46 | 0 | 10.46
031102 | FORMS COLUMNS
031102110 | Round column forms, fiber tube, 8" D, 1 use | Lf | 2.1 | 0.21 | 11.18 | 0 | 13.28
031102120 | Round column forms, fiber tube, 12" D, 1 use | Lf | 3 | 0.22 | 11.72 | 0 | 14.72
031102130 | Round column forms, fiber tube, 16" D, 1 use | Lf | 5.5 | 0.24 | 12.78 | 0 | 18.28
031102210 | Round steel forms, rental cost, 12" D | Lf | 11.85 | 0.23 | 12.25 | 0 | 24.1
031102220 | Round steel forms, rental cost, 18" D | Lf | 14.35 | 0.25 | 13.31 | 0 | 27.66
031102230 | Round steel forms, rental cost, 24" D | Lf | 16.5 | 0.3 | 15.98 | 0 | 32.48
031102320 | Column forms, Plywood, 8"x8", 1 use | Sf | 5.05 | 0.2 | 10.65 | 0 | 15.7
031102330 | Column forms, Plywood, 8"x8", 3 use | Sf | 2.75 | 0.15 | 7.99 | 0 | 10.74
031102350 | Column forms, Plywood, 12"x12", 1 use | Sf | 4.5 | 0.19 | 10.12 | 0 | 14.62
031102360 | Column forms, Plywood, 12"x12", 3 use | Sf | 2.7 | 0.15 | 7.99 | 0 | 10.69
031102410 | Column forms, Plywood, 16"x16", 1 use | Sf | 1.35 | 0.17 | 9.05 | 0 | 10.4
031102420 | Column forms, Plywood, 16"x16", 3 use | Sf | 2.7 | 0.14 | 7.46 | 0 | 10.16
031102450 | Column forms, Plywood, 24"x24", 1 use | Sf | 4.35 | 0.17 | 9.05 | 0 | 13.4
031102460 | Column forms, Plywood, 24"x24", 3 use | Sf | 2.7 | 0.14 | 7.46 | 0 | 10.16
031104 | FORMS ELEVATED SLABS
031104110 | Flat slab forms, plywood, 1 use | Sf | 4.65 | 0.11 | 5.86 | 0 | 10.51
031104150 | Flat slab forms, plywood, 3 use | Sf | 2.3 | 0.1 | 5.33 | 0 | 7.63
031104210 | Flat slab forms, drop panels, plywood, 1 use | Sf | 4.5 | 0.11 | 5.86 | 0 | 10.36
031104250 | Flat slab forms, drop panels, plywood, 3 use | Sf | 2.35 | 0.1 | 5.33 | 0 | 7.68
031104310 | Floor slab forms, plywood, from beams, 1 use | Sf | 3.55 | 0.1 | 5.33 | 0 | 8.88
031104350 | Floor slab forms, plywood, from beams, 3 use | Sf | 2.1 | 0.09 | 4.79 | 0 | 6.89
031104410 | Floor slab forms, plywood, with pans, 1 use | Sf | 8 | 0.11 | 5.86 | 0 | 13.86
031104450 | Floor slab forms, plywood, with pans, 3 use | Sf | 3.6 | 0.1 | 5.33 | 0 | 8.93
031104550 | Edge forms, plywood, 6" high, multi use | Lf | 0.65 | 0.07 | 3.73 | 0 | 4.38
0311051 | FORMS, EQUIPMENT PADS
031105120 | Pad forms, plywood, 1 use | Sf | 4.75 | 0.32 | 17.04 | 0 | 21.79
031105150 | Pad forms, plywood, 3 use | Sf | 2.1 | 0.24 | 12.78 | 0 | 14.88
0311055 | FORMS FOOTINGS
031105510 | Cont wall footing forms, plywood, 1 use | Sf | 2.6 | 0.12 | 6.39 | 0 | 8.99
031105520 | Cont wall footing forms, plywood, 3 use | Sf | 1.45 | 0.1 | 5.33 | 0 | 6.78
031105540 | Spread footing forms, plywood, 1 use | Sf | 2.7 | 0.14 | 7.46 | 0 | 10.16
031105560 | Spread footing forms, plywood, 3 use | Sf | 1.45 | 0.12 | 6.39 | 0 | 7.84
031106 | FORMS GRADE BEAMS
031106120 | Grade beam forms, plywood, 1 use | Sf | 1.7 | 0.1 | 5.33 | 0 | 7.03
031106160 | Grade beam forms, plywood, 3 use | Sf | 1.25 | 0.08 | 4.26 | 0 | 5.51
031107 | FORMS SLAB ON GRADE
031107110 | Mat foundation forms, plywood, 1 use | Sf | 3.3 | 0.12 | 6.39 | 0 | 9.69
031107150 | Mat foundation forms, plywood, 3 use | Sf | 1.45 | 0.1 | 5.33 | 0 | 6.78
031107210 | Curb forms, 6"-12" H, plywood, 1 use | Sf | 2.1 | 0.17 | 9.05 | 0 | 11.15
031107250 | Curb forms, 6"-12" H, plywood, 3 use | Sf | 1.2 | 0.14 | 7.46 | 0 | 8.66
031107310 | Edge forms, 6" H, plywood, 1 use | Lf | 2.1 | 0.08 | 4.26 | 0 | 6.36
031107350 | Edge forms, 6" H, plywood, 3 use | Lf | 1.55 | 0.07 | 3.73 | 0 | 5.28
031107410 | Opening forms, plywood, 1 use | Sf | 4.6 | 0.18 | 9.59 | 0 | 14.19
031107450 | Opening forms, plywood, 1 use | Sf | 2 | 0.16 | 8.52 | 0 | 10.52
031108 | FORMS STAIRS
031108120 | Stair forms, plywood, 1 use | Sf | 4.25 | 0.35 | 18.64 | 0 | 22.89
031108160 | Stair forms, plywood, 3 use | Sf | 1.9 | 0.25 | 13.31 | 0 | 15.21
031109 | FORMS WALLS
031109110 | Wall forms , exterior, plywood, to 8' H, 1 use | Sf | 4 | 0.16 | 8.52 | 0 | 12.52
031109150 | Wall forms , exterior, plywood, to 8' H, 3 use | Sf | 2.1 | 0.11 | 5.86 | 0 | 7.96
031109210 | Wall forms , exterior, plywood, over 8' H, 1 use | Sf | 4.75 | 0.18 | 9.59 | 0 | 14.34
031109250 | Wall forms , exterior, plywood, over 8' H, 3 use | Sf | 2.7 | 0.13 | 6.92 | 0 | 9.62
031109310 | Wall forms , interior, plywood, to 8' H, 1 use | Sf | 3.7 | 0.15 | 7.99 | 0 | 11.69
031109350 | Wall forms , interior, plywood, to 8' H, 3 use | Sf | 2.1 | 0.1 | 5.33 | 0 | 7.43
031109410 | Wall forms , interior, plywood, over 8' H, 1 use | Sf | 4.4 | 0.17 | 9.05 | 0 | 13.45
031109450 | Wall forms , interior, plywood, over 8' H, 3 use | Sf | 2.4 | 0.12 | 6.39 | 0 | 8.79
031109710 | Wall forms, below grade, plywood, to 8'H, 1 use | Sf | 3.35 | 0.12 | 6.39 | 0 | 9.74
031109750 | Wall forms, below grade, plywood, to 8'H, 3 use | Sf | 1.55 | 0.11 | 5.86 | 0 | 7.41
0311095 | FORMS MISCELLANEOUS
031109520 | Slipforms | Sf | 3 | 0.15 | 7.99 | 0 | 10.99
031109560 | Post base forms, 24" x 24" x 12" H | Ea | 67 | 0.85 | 45.26 | 0 | 112.26
03200 | CONCRETE REINFORCEMENT
03210 | REINFORCING STEEL
032101 | REINFORCING ACCESSORIES
032101110 | High chairs, plain, 3" high | Ea | 0.62 | 0 | 0 | 0 | 0.62
032101120 | High chairs, galvanized, 3" high | Ea | 1.05 | 0 | 0 | 0 | 1.05
032101130 | High chairs, stainless steel, 3" high | Ea | 1.9 | 0 | 0 | 0 | 1.9
032101140 | High chairs, plastic, 3" high | Ea | 0.85 | 0 | 0 | 0 | 0.85
032101210 | High chairs, plain, 5" high | Ea | 1.2 | 0 | 0 | 0 | 1.2
032101220 | High chairs, galvanized, 5" high | Ea | 1.35 | 0 | 0 | 0 | 1.35
032101230 | High chairs, stainless steel, 5" H | Ea | 3.1 | 0 | 0 | 0 | 3.1
032101240 | High chairs, plastic, 5" high | Ea | 1.35 | 0 | 0 | 0 | 1.35
032101310 | Clip ties, plain, 3" long | Ea | 0.12 | 0 | 0 | 0 | 0.12
032101320 | Clip ties, plain, 6" long | Ea | 0.21 | 0 | 0 | 0 | 0.21
032101410 | Screw anchors for bolts, 1/2" Dia | Ea | 1.45 | 0 | 0 | 0 | 1.45
032101420 | Screw anchors for bolts, 1" Dia | Ea | 4.15 | 0 | 0 | 0 | 4.15
032103 | REINFORCING IN-PLACE
032103110 | Reinforcing beams/girders, g60, #3 - #4 | Ton | 1425 | 24 | 1278 | 0 | 2703
032103120 | Reinforcing beams/girders, g60, #5 - #6 | Ton | 1315 | 22 | 1171.5 | 0 | 2486.5
032103130 | Reinforcing beams/girders, g60, #7 - #8 | Ton | 1275 | 20 | 1065 | 0 | 2340
032103150 | Reinforcing columns, g60, #3 - #4 | Ton | 1425 | 32 | 1704 | 0 | 3129
032103160 | Reinforcing columns, g60, #5 - #6 | Ton | 1315 | 26 | 1384.5 | 0 | 2699.5
032103170 | Reinforcing columns, g60, #7 - #8 | Ton | 1275 | 22 | 1171.5 | 0 | 2446.5
032103180 | Reinforcing spiral columns, 12 - 24"D | Ton | 1750 | 22 | 1171.5 | 0 | 2921.5
032103210 | Reinforcing elevated slabs, g60, #3 - #4 | Ton | 1425 | 15 | 798.75 | 0 | 2223.75
032103220 | Reinforcing elevated slabs, g60, #5 - #6 | Ton | 1315 | 14 | 745.5 | 0 | 2060.5
032103230 | Reinforcing elevated slabs, g60, #7 - #8 | Ton | 1275 | 12 | 639 | 0 | 1914
032103250 | Reinforcing footings, g60, #3 - #4 | Ton | 1425 | 16 | 852 | 0 | 2277
032103260 | Reinforcing footings, g60, #5 - #6 | Ton | 1315 | 14.5 | 772.13 | 0 | 2087.13
032103270 | Reinforcing footings, g60, #7 - #8 | Ton | 1275 | 13 | 692.25 | 0 | 1967.25
032103310 | Reinforcing equip. pads, g60, #3 - #4 | Ton | 1425 | 20 | 1065 | 0 | 2490
032103320 | Reinforcing equip. pads, g60, #5 - #6 | Ton | 1315 | 18.5 | 985.13 | 0 | 2300.13
032103330 | Reinforcing equip. pads, g60, #7 - #8 | Ton | 1275 | 16.5 | 878.63 | 0 | 2153.63
032103350 | Reinforcing foundations, g60, #3 - #4 | Ton | 1425 | 18 | 958.5 | 0 | 2383.5
032103360 | Reinforcing foundations, g60, #5 - #6 | Ton | 1315 | 17 | 905.25 | 0 | 2220.25
032103370 | Reinforcing foundations, g60, #7 - #8 | Ton | 1275 | 16 | 852 | 0 | 2127
032103410 | Reinforcing ground beams, g60, #3 - #4 | Ton | 1425 | 16 | 852 | 0 | 2277
032103420 | Reinforcing ground beams, g60, #5 - #6 | Ton | 1315 | 15 | 798.75 | 0 | 2113.75
032103430 | Reinforcing ground beams, g60, #7 - #8 | Ton | 1275 | 14 | 745.5 | 0 | 2020.5
032103450 | Reinforcing slabs, g60, #3 - #4 | Ton | 1425 | 18 | 958.5 | 0 | 2383.5
032103460 | Reinforcing slabs, g60, #5 - #6 | Ton | 1315 | 17 | 905.25 | 0 | 2220.25
032103470 | Reinforcing slabs, g60, #7 - #8 | Ton | 1275 | 16 | 852 | 0 | 2127
032103510 | Reinforcing stairs, g60, #3 - #4 | Ton | 1425 | 28 | 1491 | 0 | 2916
032103520 | Reinforcing stairs, g60, #5 - #6 | Ton | 1315 | 24 | 1278 | 0 | 2593
032103530 | Reinforcing stairs, g60, #7 - #8 | Ton | 1275 | 21 | 1118.25 | 0 | 2393.25
032103550 | Reinforcing walls, g60, #3 - #4 | Ton | 1425 | 18 | 958.5 | 0 | 2383.5
032103560 | Reinforcing walls, g60, #5 - #6 | Ton | 1315 | 17 | 905.25 | 0 | 2220.25
032103570 | Reinforcing walls, g60, #7 - #8 | Ton | 1275 | 16 | 852 | 0 | 2127
032103610 | Reinforcing masonry walls, g60, #3 - #4 | Ton | 1425 | 24 | 1278 | 0 | 2703
032103620 | Reinforcing masonry walls, g60, #5 - #6 | Ton | 1315 | 22 | 1171.5 | 0 | 2486.5
032103630 | Reinforcing masonry walls, g60, #7 - #8 | Ton | 1275 | 20 | 1065 | 0 | 2340
03220 | WELDED WIRE FABRIC
032201110 | Wire mesh, galv, 4x4, W1.4xW1.4, 0.3 Lb/Sf | Sf | 0.4 | 0.008 | 0.43 | 0 | 0.83
032201120 | Wire mesh, galv, 4x4, W2.0xW2.0, 0.45 Lb/Sf | Sf | 0.55 | 0.009 | 0.48 | 0 | 1.03
032201130 | Wire mesh, galv, 4x4, W2.9xW2.9, 0.6 Lb/Sf | Sf | 0.77 | 0.009 | 0.48 | 0 | 1.25
032201140 | Wire mesh, galv, 4x4, W4.0xW4.0, 0.85 Lb/Sf | Sf | 0.93 | 0.01 | 0.53 | 0 | 1.46
032201210 | Wire mesh, galv, 6x6, W1.4xW1.4, 0.3 Lb/Sf | Sf | 0.4 | 0.006 | 0.32 | 0 | 0.72
032201220 | Wire mesh, galv, 6x6, W2.0xW2.0, 0.45 Lb/Sf | Sf | 0.47 | 0.007 | 0.37 | 0 | 0.84
032201230 | Wire mesh, galv, 6x6, W2.9xW2.9, 0.6 Lb/Sf | Sf | 0.77 | 0.008 | 0.43 | 0 | 1.2
032201240 | Wire mesh, galv, 6x6, W4.0xW4.0, 0.85 Lb/Sf | Sf | 0.79 | 0.009 | 0.48 | 0 | 1.27
032201310 | Wire mesh, std, 4x4, W1.4xW1.4, 0.3 Lb/Sf | Sf | 0.31 | 0.008 | 0.43 | 0 | 0.74
032201320 | Wire mesh, std, 4x4, W2.0xW2.0, 0.45 Lb/Sf | Sf | 0.41 | 0.009 | 0.48 | 0 | 0.89
032201350 | Wire mesh, std, 6x6, W1.4xW1.4, 0.3 Lb/Sf | Sf | 0.29 | 0.006 | 0.32 | 0 | 0.61
032201360 | Wire mesh, std, 6x6, W2.0xW2.0, 0.45 Lb/Sf | Sf | 0.4 | 0.007 | 0.37 | 0 | 0.77
03240 | FIBROUS REINFORCING
032401210 | Synthetic fiber add to mix 1.5 lbs | Cy | 9.85 | 0 | 0 | 0 | 9.85
032401220 | Steel fiber add to mix 25lb | Cy | 18.8 | 0 | 0 | 0 | 18.8
032401310 | Steel fiber add to mix 50lb | Cy | 30.9 | 0 | 0 | 0 | 30.9
032401320 | Steel fiber add to mix 75lb | Cy | 46.35 | 0 | 0 | 0 | 46.35
03250 | CONCRETE ACCESSORIES
032501100 | Chamfer strips, PVC 1/2" wide | Lf | 0.4 | 0.02 | 1.07 | 0 | 1.47
032501200 | Chamfer strips, PVC 3/4" wide | Lf | 0.5 | 0.02 | 1.07 | 0 | 1.57
032502110 | Anchor bolts, j-type, 1/2"dia, 6" long | Ea | 1.25 | 0.1 | 5.33 | 0 | 6.58
032502120 | Anchor bolts, j-type, 1/2"dia, 12" long | Ea | 1.5 | 0.11 | 5.86 | 0 | 7.36
032502130 | Anchor bolts, j-type, 5/8"dia, 12" long | Ea | 1.45 | 0.11 | 5.86 | 0 | 7.31
032502150 | Anchor bolts, j-type, 5/8"dia, 18" long | Ea | 1.6 | 0.12 | 6.39 | 0 | 7.99
032502160 | Anchor bolts, j-type, 3/4"dia, 12" long | Ea | 1.9 | 0.11 | 5.86 | 0 | 7.76
032502170 | Anchor bolts, j-type, 3/4"dia, 18" long | Ea | 2.4 | 0.13 | 6.92 | 0 | 9.32
032502180 | Anchor bolts, j-type, 1"dia, 12" long | Ea | 4 | 0.16 | 8.52 | 0 | 12.52
032502190 | Anchor bolts, j-type, 1"dia, 18" long | Ea | 4.85 | 0.19 | 10.12 | 0 | 14.97
032503110 | Dovetail anchor for brick, 4" L | C | 31.5 | 0.85 | 45.26 | 0 | 76.76
032503150 | Dovetail anchor for furring, 1-1/2" L | C | 16 | 0.85 | 45.26 | 0 | 61.26
032503170 | Dovetail anchor for stone, 4" L | C | 105 | 0.85 | 45.26 | 0 | 150.26
032504110 | Expansion joint, poured asphalt, 1/2"x1" | Lf | 0.62 | 0.02 | 1.07 | 0 | 1.69
032504120 | Expansion joint, poured asphalt, 1"x2" | Lf | 1.8 | 0.025 | 1.33 | 0 | 3.13
032504130 | Expansion Joint, Neoprene liquid, cold, 1/2"x1" | Lf | 2.2 | 0.02 | 1.07 | 0 | 3.27
032504140 | Expansion joint, eoprene liquid, cold, 1"x2" | Lf | 8.6 | 0.025 | 1.33 | 0 | 9.93
032504150 | Expansion joint, premolded, asphalt, 1/2"x6" | Lf | 1.05 | 0.02 | 1.07 | 0 | 2.12
032504160 | Expansion joint, premolded, asphalt, 1"x12" | Lf | 1.8 | 0.025 | 1.33 | 0 | 3.13
032504170 | Expansion joint, polyethylene foam, 1/2"x6" | Lf | 1.2 | 0.02 | 1.07 | 0 | 2.27
032504180 | Expansion joint, polyethylene foam, 1"x12" | Lf | 4.5 | 0.025 | 1.33 | 0 | 5.83
032504190 | Expansion joint, pvc foam, 1/2"x6" | Lf | 2.6 | 0.02 | 1.07 | 0 | 3.67
032504210 | Expansion joint, pvc foam, 1"x12" | Lf | 9.25 | 0.025 | 1.33 | 0 | 10.58
032504550 | Felt control joints, 4" slab | Lf | 1.45 | 0.02 | 1.07 | 0 | 2.52
032504750 | Felt control joints, 6" slab | Lf | 1.8 | 0.02 | 1.07 | 0 | 2.87
032505100 | Waterstop, ribbed PVC, 4" wide | Lf | 1.25 | 0.06 | 3.2 | 0 | 4.45
032505110 | Waterstop, ribbed PVC, 6" wide | Lf | 1.8 | 0.06 | 3.2 | 0 | 5
032506120 | Vabor barrier, polyethylene 4 mil thick | Sf | 0.04 | 0.004 | 0.21 | 0 | 0.25
032506150 | Vabor barrier, polyethylene 6 mil thick | Sf | 0.06 | 0.004 | 0.21 | 0 | 0.27
03300 | CAST IN PLACE CONCRETE
033101 | CONCRETE READY MIX
033101010 | Batch ready mix 2000 psi | Cy | 135 | 0 | 0 | 0 | 135
033101020 | Batch ready mix 2500 psi | Cy | 140 | 0 | 0 | 0 | 140
033001030 | Batch ready mix 3000 psi | Cy | 145 | 0 | 0 | 0 | 145
03320 | CONCRETE IN-PLACE
033005110 | Concrete, in-place, ground slabs | Cy | 0 | 0 | 0 | 510 | 510
033005210 | Concrete, in-place, footings, foundations | Cy | 0 | 0 | 0 | 550 | 550
033005310 | Concrete, in-place, columns, square | Cy | 0 | 0 | 0 | 1325 | 1325
033005320 | Concrete, in-place, columns, round, tube-form | Cy | 0 | 0 | 0 | 1100 | 1100
033005410 | Concrete, in-place, elevated slabs | Cy | 0 | 0 | 0 | 795 | 795
033005506 | Concrete, in-place, walls, grade | Cy | 0 | 0 | 0 | 545 | 545
033005510 | Concrete, in-place, walls, 1-story | Cy | 0 | 0 | 0 | 580 | 580
033005520 | Concrete, in-place, walls, multi story | Cy | 0 | 0 | 0 | 745 | 745
033005610 | Concrete, in-place, beams | Cy | 0 | 0 | 0 | 850 | 850
033005710 | Concrete, in-place, stairs | Cy | 0 | 0 | 0 | 685 | 685
033005750 | Handicap access ramp | Cy | 0 | 0 | 0 | 615 | 615
03345 | CONCRETE FINISHING
033451150 | Float finish | Sf | 0 | 0.01 | 0.62 | 0 | 0.62
033451170 | Broom finish | Sf | 0 | 0.014 | 0.86 | 0 | 0.86
033451190 | Steel trowel finish | Sf | 0 | 0.018 | 1.11 | 0 | 1.11
033451210 | Exposed aggregate finish | Sf | 0.29 | 0.02 | 1.23 | 0 | 1.52
033451220 | Curing compound | Sf | 0.07 | 0.01 | 0.62 | 0 | 0.69
033451230 | Surface sealer | Sf | 0.1 | 0.01 | 0.62 | 0 | 0.72
033451250 | Concrete coloring | Cy | 13.25 | 0 | 0 | 0 | 13.25
033451270 | Sidewalk grit, aluminum oxide | Sf | 0.32 | 0.007 | 0.43 | 0 | 0.75
033452110 | Wax coating | Sf | 0.06 | 0.002 | 0.12 | 0 | 0.18
033452210 | Sandblasting, light | Sf | 0 | 0 | 0 | 1.6 | 1.6
033452220 | Sandblasting, medium | Sf | 0 | 0 | 0 | 2.1 | 2.1
033452230 | Sandblasting, heavy | Sf | 0 | 0 | 0 | 310 | 310
03400 | CONCRETE PLACING
034001110 | Concrete placing, beams, 3000 psi, pump | Cy | 145 | 1.08 | 48.06 | 27 | 220.06
034001120 | Concrete placing, beams, 3000 psi, crane | Cy | 145 | 1.6 | 71.2 | 49 | 265.2
034001210 | Concrete placing, columns, 3000 psi, pump | Cy | 145 | 0.95 | 42.28 | 27 | 214.28
034001220 | Concrete placing, columns, 3000 psi, crane | Cy | 145 | 1.8 | 80.1 | 50 | 275.1
034001310 | Concrete placing, elev slabs, 3000 psi, pump | Cy | 145 | 0.45 | 20.03 | 16.5 | 181.53
034001320 | Concrete placing, elev slabs, 3000 psi, crane | Cy | 145 | 0.75 | 33.38 | 27.85 | 206.23
034001410 | Concrete placing, footings, 3000 psi, pump | Cy | 145 | 0.42 | 18.69 | 15.5 | 179.19
034001420 | Concrete placing, footings, 3000 psi, crane | Cy | 145 | 0.8 | 35.6 | 27.85 | 208.45
034001430 | Concrete placing, footings, 3000 psi, chute | Cy | 145 | 0.4 | 17.8 | 2 | 164.8
034001450 | Concrete placing, equip pads, 3000 psi, pump | Cy | 145 | 0.42 | 18.69 | 15.5 | 179.19
034001460 | Concrete placing, equip pads, 3000 psi, crane | Cy | 145 | 0.75 | 33.38 | 27.5 | 205.88
034001470 | Concrete placing, equip pads, 3000 psi, chute | Cy | 145 | 0.38 | 16.91 | 1.8 | 163.71
034001510 | Concrete placing, foundations, 3000 psi, pump | Cy | 145 | 0.17 | 7.57 | 16 | 168.57
034001520 | Concrete placing, foundations, 3000 psi, crane | Cy | 145 | 0.25 | 11.13 | 19.5 | 175.63
034001530 | Concrete placing, foundations, 3000 psi, chute | Cy | 145 | 0.14 | 6.23 | 7 | 158.23
034001610 | Concrete placing, ground beams, 3000 psi, pump | Cy | 145 | 0.35 | 15.58 | 31 | 191.58
034001620 | Concrete placing, ground beams, 3000 psi, crane | Cy | 145 | 0.6 | 26.7 | 41 | 212.7
034001630 | Concrete placing, ground beams, 3000 psi, chute | Cy | 145 | 0.35 | 15.58 | 16 | 176.58
034001710 | Concrete placing, slabs, 3000 psi, pump | Cy | 145 | 0.5 | 22.25 | 32 | 199.25
034001720 | Concrete placing, slabs, 3000 psi, crane | Cy | 145 | 0.65 | 28.93 | 42 | 215.93
034001730 | Concrete placing, slabs, 3000 psi, chute | Cy | 145 | 0.45 | 20.03 | 18 | 183.03
034002110 | Concrete placing, stairs, 3000 psi, pump | Cy | 145 | 0.65 | 28.93 | 31 | 204.93
034002120 | Concrete placing, stairs, 3000 psi, crane | Cy | 145 | 0.8 | 35.6 | 37 | 217.6
034002130 | Concrete placing, stairs, 3000 psi, chute | Cy | 145 | 0.6 | 26.7 | 24.75 | 196.45
034002310 | Concrete placing, walls, 8" thick, 3000 psi, pump | Cy | 145 | 0.65 | 28.93 | 42.25 | 216.18
034002320 | Concrete placing, walls, 8" thick, 3000 psi, crane | Cy | 145 | 0.9 | 40.05 | 53.05 | 238.1
034002330 | Concrete placing, walls, 8" thick, 3000 psi, chute | Cy | 145 | 0.55 | 24.48 | 25.75 | 195.23
034003110 | Concrete placing, walls, 12" thick, 3000 psi, pump | Cy | 145 | 0.6 | 26.7 | 40 | 211.7
034003120 | Concrete placing, walls, 12" thick, 3000 psi, crane | Cy | 145 | 0.8 | 35.6 | 51 | 231.6
034003130 | Concrete placing, walls, 12" thick, 3000 psi, chute | Cy | 145 | 0.5 | 22.25 | 26.25 | 193.5
03350 | SPECIAL CONCRETE FINISHES
033501220 | Gunite wire mesh | Sf | 0 | 0 | 0 | 2.85 | 2.85
033501260 | Apply gunite, 1" thick | Sf | 0 | 0 | 0 | 3.9 | 3.9
03360 | SPECIALTY PLACED CONCRETE
033601210 | Natural aggregate topping, 1/4" | Sf | 0.7 | 0.01 | 0.62 | 0 | 1.32
033601240 | Rock wear course | Sf | 0 | 0 | 0 | 2.25 | 2.25
033601270 | Acid etching | Sf | 0.42 | 0.006 | 0.37 | 0 | 0.79
03370 | CONCRETE CURING
033701110 | Concrete curing compound | Gal | 18 | 0 | 0 | 0 | 18
033701210 | Waterproofer for wood, concrete, stucco | Gal | 24.25 | 0 | 0 | 0 | 24.25
033701230 | Burlap | Sf | 0.1 | 0.003 | 0.13 | 0 | 0.23
033701250 | Curing paper | Sf | 0.1 | 0.003 | 0.13 | 0 | 0.23
033701270 | Plastic sheet | Sf | 0.1 | 0.003 | 0.13 | 0 | 0.23
03600 | GROUT
036001210 | Grout, column or pad bases, 1" deep | Sf | 15.5 | 0.25 | 13.31 | 0 | 28.81
036001220 | Grout, column or pad bases, 2" deep | Sf | 32 | 0.35 | 18.64 | 0 | 50.64
036001310 | Grout, non-shrink, 1" deep | Sf | 58 | 0.25 | 13.31 | 0 | 71.31
036001320 | Grout, non-shrink, 2" deep | Sf | 105 | 0.35 | 18.64 | 0 | 123.64
03700 | CONCRETE RESTORATION AND CLEANING
03730 | CONCRETE RESTORATION
037301310 | Epoxy patch repair | Sf | 7.5 | 0.1 | 5.33 | 2.35 | 15.18
037301320 | Epoxy crack repair, 6-12 Lf | Lf | 7.5 | 0.45 | 23.96 | 3.1 | 34.56
037301330 | Epoxy crack repair, 13 Lf and more | Lf | 10 | 0.32 | 17.04 | 3.1 | 30.14
037301340 | Edge repair | Lf | 2 | 0.2 | 10.65 | 0 | 12.65
037301410 | Patch slab cutouts | Cf | 10.45 | 0.24 | 12.78 | 0 | 23.23
037301420 | Wall repair, prep and epoxy grout, light | Sf | 5.8 | 0.1 | 5.33 | 0 | 11.13
037301430 | Wall repair, prep and epoxy grout, medium | Sf | 10.6 | 0.12 | 6.39 | 0 | 16.99
037301440 | Wall repair, prep and epoxy grout, heavy | Sf | 18.8 | 0.15 | 7.99 | 0 | 26.79
037301510 | Grout, self-leveling, 1/4" | Sf | 2.95 | 0.002 | 0.11 | 0 | 3.06
037301520 | Grout, self-leveling, 1/2" | Sf | 4.9 | 0.002 | 0.11 | 0 | 5.01
037301530 | Grout, self-leveling, 3/4" | Sf | 8 | 0.003 | 0.16 | 0 | 8.16
037301540 | Grout, self-leveling, 1" | Sf | 9.85 | 0.003 | 0.16 | 0 | 10.01

## Metals
Costcode | Description | Unit | MATERIALCost/Unit | Labor Hrs/Unit | LABOR Cost/Unit | OTHER Cost/Unit | TOTAL Cost/Unit
METALS
05010 | METAL MATERIALS
050101120 | Structural welding, fillet, 1/8 " | Lf | 0.75 | 0.15 | 7.99 | 7.5 | 16.24
050101130 | Structural welding, fillet, 3/16 " | Lf | 1.55 | 0.2 | 10.65 | 8 | 20.2
050101140 | Structural welding, fillet, 1/4 " | Lf | 2 | 0.25 | 13.31 | 8.5 | 23.81
050101220 | Structural welding, butt, 1/8 " | Lf | 0.65 | 0.12 | 6.39 | 5.8 | 12.84
050101230 | Structural welding, butt, 3/16 " | Lf | 1.2 | 0.16 | 8.52 | 6.9 | 16.62
050101240 | Structural welding, butt, 1/4 " | Lf | 1.65 | 0.2 | 10.65 | 7.5 | 19.8
050101310 | Anchor bolts, 1/2", 8" long | Ea | 5.5 | 0 | 0 | 0 | 5.5
050101320 | Anchor bolts, 1/2", 10" long | Ea | 6.25 | 0 | 0 | 0 | 6.25
050101330 | Anchor bolts, 1/2", 12" long | Ea | 6.5 | 0 | 0 | 0 | 6.5
05100 | STRUCTURAL METAL FRAMING
051001250 | Beams and joists, light | Lb | 1.6 | 0.007 | 0.37 | 0.15 | 2.12
051001270 | Beams and joists, medium | Lb | 1.2 | 0.006 | 0.32 | 0.12 | 1.64
051001290 | Beams and joists, heavy | Lb | 1.1 | 0.005 | 0.27 | 0.12 | 1.49
051001310 | Columns, light | Lb | 1.45 | 0.006 | 0.32 | 0.14 | 1.91
051001330 | Columns, medium | Lb | 1.2 | 0.005 | 0.27 | 0.12 | 1.59
051001350 | Columns, heavy | Lb | 0.95 | 0.004 | 0.21 | 0.12 | 1.28
051001410 | Trusses, light | Lb | 1.55 | 0.006 | 0.32 | 0.14 | 2.01
051001430 | Trusses, medium | Lb | 1.2 | 0.005 | 0.27 | 0.12 | 1.59
051001450 | Trusses, heavy | Lb | 0.95 | 0.004 | 0.21 | 0.12 | 1.28
051001550 | Steel building structure, in-place, 1 level | Sf | 0 | 0 | 0 | 16 | 16
051001570 | Steel building structure, in-place, 2 levels | Sf | 0 | 0 | 0 | 18 | 18
05300 | METAL DECKING
053001310 | Floor deck, 20 gauge steel | Sf | 5.15 | 0.025 | 1.33 | 0.25 | 6.73
053001410 | Roof deck, 18 gauge steel | Sf | 5.8 | 0.035 | 1.86 | 0.4 | 8.06
05400 | COLD-FORMED METAL FRAMING
054001240 | Metal furring, walls, 16" oc | Sf | 0.75 | 0.1 | 5.33 | 3.35 | 9.43
054001310 | Metal framing, incl track, 18 ga load, 4"W, 12" oc | Sf | 2.85 | 0.055 | 2.93 | 3.35 | 9.13
054001320 | Metal framing, incl track, 18 ga load, 4"W, 16" oc | Sf | 2.35 | 0.045 | 2.4 | 3.35 | 8.1
054001330 | Metal framing, incl track, 18 ga load, 4"W, 24" oc | Sf | 1.85 | 0.035 | 1.86 | 3.35 | 7.06
05500 | METAL FABRICATIONS
055001120 | Iron railings, 3-6" high, 2 rail, standard | Lf | 47 | 0.15 | 7.99 | 3.35 | 58.34
055001140 | Handrails, wall type, 1-1/2 in rail | Lf | 10 | 0.15 | 7.99 | 3.35 | 21.34
055001210 | Ladders, 1-6" wide | Lf | 49 | 0.2 | 10.65 | 3.35 | 63
055001220 | Stairways, 4' wide | Lf | 300 | 0.65 | 34.61 | 25 | 359.61
055001230 | Spiral stairways, 6' round | Lf | 345 | 0.75 | 39.94 | 25.5 | 410.44
055001270 | Cast column bases, 24" x 24" | Ea | 205 | 0.5 | 26.63 | 0 | 231.63
055001350 | Steel cutting, 1/2" thick | Lf | 0 | 0.03 | 1.6 | 0.85 | 2.45
055001370 | Steel drill holes, 1/2" thick, 1/2" hole | Ea | 0 | 0.15 | 7.99 | 2.15 | 10.14

## Structure
Costcode | Description | Unit | MATERIALCost/Unit | Labor Hrs/Unit | LABOR Cost/Unit | OTHER Cost/Unit | TOTAL Cost/Unit
STRUCTURE
04200 | UNIT MASONRY
042001110 | Standard 4 in brick wall | Sf | 4.7 | 0.21 | 11.18 | 0 | 15.88
042001150 | Standard 4 in brick veneer | Sf | 5 | 0.19 | 10.12 | 0 | 15.12
042001210 | Standard 8 in brick cavity | Sf | 8.5 | 0.39 | 20.77 | 0 | 29.27
042001310 | Brick fireplace, 24 in x 24 in | Lf | 44 | 2.15 | 114.49 | 0 | 158.49
042001510 | Concrete Masonry Units, load bearing | Sf | 1.9 | 0.08 | 4.26 | 0 | 6.16
042001520 | Concrete blocks, decorative style | Sf | 1.9 | 0.1 | 5.33 | 0 | 7.23
042003120 | Conc block foundation, 8" | Sf | 1.9 | 0.1 | 6.15 | 0 | 8.05
042003220 | Conc block foundation, 10" | Sf | 2.4 | 0.12 | 7.38 | 0 | 9.78
042003320 | Conc block foundation, 12" | Sf | 3.15 | 0.15 | 9.23 | 0 | 12.38
04500 | MASONRY RESTORATION AND CLEANING
045001250 | Surface cleaning | Sf | 0.45 | 0.018 | 0.96 | 0 | 1.41
045001350 | Acid cleaning | Sf | 0.6 | 0.01 | 0.53 | 0 | 1.13
06050 | FASTENERS AND ADHESIVES
060501100 | Anchor bolts, 1/2" D, 4" long, with fasteners | Ea | 1.8 | 0.07 | 3.73 | 0 | 5.53
060501110 | Anchor bolts, 1/2" D, 8" long, with fasteners | Ea | 2.3 | 0.08 | 4.26 | 0 | 6.56
060501210 | Carriage bolts, 1/4" x 4" | Ea | 1.7 | 0.1 | 5.33 | 0 | 7.03
060501220 | Carriage bolts, 3/8" x 6" | Ea | 2 | 0.11 | 5.86 | 0 | 7.86
060501230 | Carriage bolts, 1/2" x 6" | Ea | 2.35 | 0.12 | 6.39 | 0 | 8.74
060501240 | Carriage bolts, 3/4" x 8" | Ea | 3.45 | 0.21 | 11.18 | 0 | 14.63
060501310 | Joist hangers, 16 ga, 3 x 6 | Ea | 3.25 | 0.1 | 5.33 | 0 | 8.58
060501320 | Joist hangers, 16 ga, 4 x 8 | Ea | 4.15 | 0.12 | 6.39 | 0 | 10.54
06100 | ROUGH CARPENTRY
061001010 | Lumber, construction grade, 2" x 4" | MBf | 950 | 0 | 0 | 0 | 950
061001020 | Lumber, construction grade, 2" x 6" | MBf | 950 | 0 | 0 | 0 | 950
061001030 | Lumber, construction grade, 2" x 8" | MBf | 950 | 0 | 0 | 0 | 950
061001040 | Lumber, construction grade, 2" x 10" | MBf | 950 | 0 | 0 | 0 | 950
061001050 | Lumber, construction grade, 2" x 12" | MBf | 1050 | 0 | 0 | 0 | 1050
061001060 | Lumber, Pressure treated, 2" x 4" | Lf | 0.5 | 0 | 0 | 0 | 0.5
061001065 | Lumber, Pressure treated, 2" x 6" | Lf | 0.8 | 0 | 0 | 0 | 0.8
061001070 | Lumber, Pressure treated, 2" x 8" | Lf | 1.3 | 0 | 0 | 0 | 1.3
061001075 | Lumber, Pressure treated, 2" x 10" | Lf | 1.4 | 0 | 0 | 0 | 1.4
061001080 | Lumber, Pressure treated, 2" x 12" | Lf | 1.85 | 0 | 0 | 0 | 1.85
061001120 | Stud wall, 2" x 4", 8 Ft high, 16" oc | Lf | 8.75 | 0.2 | 10.65 | 0 | 19.4
061001130 | Stud wall, 2" x 4", 10 Ft high, 16" oc | Lf | 10.75 | 0.26 | 13.85 | 0 | 24.6
061001140 | Stud wall, 2" x 6", 8 Ft high, 16" oc | Lf | 11.5 | 0.36 | 19.17 | 0 | 30.67
061001150 | Stud wall, 2" x 6", 10 Ft high, 16" oc | Lf | 14.5 | 0.42 | 22.37 | 0 | 36.87
061001180 | Furring, utility, 16" oc, 1"x2" | Sf | 0.4 | 0.03 | 1.6 | 0 | 2
061001190 | Furring, utility, 24" oc, 1"x2" | Sf | 0.33 | 0.027 | 1.44 | 0 | 1.77
061001210 | Wood posts, structural, 4"x4" | Lf | 1.9 | 0.11 | 5.86 | 0 | 7.76
061001220 | Wood posts, structural, 6"x6" | Lf | 5.25 | 0.14 | 7.46 | 0 | 12.71
061001310 | Floor joists, 2"x6" incl blocking | Lf | 1.2 | 0.018 | 0.96 | 0 | 2.16
061001315 | Floor joists, 2"x8" incl blocking | Lf | 1.45 | 0.02 | 1.07 | 0 | 2.52
061001320 | Floor joists, 2"x10" incl blocking | Lf | 1.65 | 0.022 | 1.17 | 0 | 2.82
061001325 | Floor joists, 2"x12" incl blocking | Lf | 2 | 0.024 | 1.28 | 0 | 3.28
061001350 | Ceiling joists, 2"x6" incl blocking | Lf | 1.2 | 0.03 | 1.6 | 0 | 2.8
061001355 | Ceiling joists, 2"x8" incl blocking | Lf | 1.45 | 0.038 | 2.02 | 0 | 3.47
061001360 | Ceiling joists, 2"x10" incl blocking | Lf | 1.65 | 0.045 | 2.4 | 0 | 4.05
061001365 | Ceiling joists, 2"x12" incl blocking | Lf | 2 | 0.055 | 2.93 | 0 | 4.93
061001400 | Beams, 4"x8" | Lf | 2.75 | 0.07 | 3.73 | 0 | 6.48
061001410 | Beams, 4"x10" | Lf | 1.9 | 0.082 | 4.37 | 0 | 6.27
061001420 | Beams, 4"x12" | Lf | 4 | 0.095 | 5.06 | 0 | 9.06
061001430 | Beams, 6"x8" | Lf | 4 | 0.096 | 5.11 | 0 | 9.11
061001440 | Beams, 6"x10" | Lf | 4.5 | 0.11 | 5.86 | 0 | 10.36
061001450 | Beams, 6"x12" | Lf | 5.35 | 0.14 | 7.46 | 0 | 12.81
061002150 | Ceiling joists, 16" oc, 2"x6" incl blocking | Sf | 0.85 | 0.0135 | 0.72 | 0 | 1.57
061002155 | Ceiling joists, 16" oc, 2"x10" incl blocking | Sf | 1.3 | 0.0165 | 0.88 | 0 | 2.18
061002160 | Ceiling joists, 24" oc, 2"x8" incl blocking | Sf | 0.7 | 0.01 | 0.53 | 0 | 1.23
061002165 | Ceiling joists, 24" oc, 2"x10" incl blocking | Sf | 0.95 | 0.011 | 0.59 | 0 | 1.54
061002210 | Floor joists, 16" oc, 2"x6" incl blocking | Sf | 0.95 | 0.0135 | 0.72 | 0 | 1.67
061002215 | Floor joists, 16" oc, 2"x10" incl blocking | Sf | 1.35 | 0.0165 | 0.88 | 0 | 2.23
061002220 | Floor joists, 24" oc, 2"x8" incl blocking | Sf | 0.7 | 0.01 | 0.53 | 0 | 1.23
061002225 | Floor joists, 24" oc, 2"x10" incl blocking | Sf | 0.95 | 0.011 | 0.59 | 0 | 1.54
061002230 | Roof framing, 16" oc, 2"x6" incl blocking | Sf | 0.95 | 0.016 | 0.85 | 0 | 1.8
061002240 | Roof framing, 24" oc, 2"x6" incl blocking | Sf | 0.52 | 0.012 | 0.64 | 0 | 1.16
061002350 | Ridge board, 2"x6" | Lf | 0.85 | 0.025 | 1.33 | 0 | 2.18
061003150 | Floor sheathing, underlayment, CDX, 1/2" thick | Sf | 0.85 | 0.014 | 0.75 | 0 | 1.6
061003250 | Floor sheathing, underlayment, CDX, 5/8" thick | Sf | 1.1 | 0.016 | 0.85 | 0 | 1.95
061003350 | Floor sheathing, underlayment, CDX, 3/4" thick | Sf | 1.4 | 0.018 | 0.96 | 0 | 2.36
061004210 | Wall sheathing, interior grade, 1/4" thick | Sf | 0.8 | 0.016 | 0.85 | 0 | 1.65
061004250 | Wall sheathing, interior grade, 3/8" thick | Sf | 0.95 | 0.016 | 0.85 | 0 | 1.8
061004270 | Wall sheathing, interior grade, 1/2" thick | Sf | 1.2 | 0.019 | 1.01 | 0 | 2.21
061004330 | Wall sheathing, interior grade, 5/8" thick | Sf | 1.35 | 0.02 | 1.07 | 0 | 2.42
061004370 | Wall sheathing, interior grade, 3/4" thick | Sf | 1.45 | 0.022 | 1.17 | 0 | 2.62
061004450 | Wall sheathing, exterior grade, 1/2" thick | Sf | 0.8 | 0.016 | 0.85 | 0 | 1.65
061004470 | Wall sheathing, exterior grade, 5/8" thick | Sf | 1.1 | 0.019 | 1.01 | 0 | 2.11
061004510 | Wall sheathing, exterior grade, 3/4" thick | Sf | 1.4 | 0.021 | 1.12 | 0 | 2.52
061004520 | Wall sheathing, exterior grade, 1" thick | Sf | 1.6 | 0.024 | 1.28 | 0 | 2.88
061005250 | Roof sheathing, exterior grade, 3/8" thick | Sf | 0.75 | 0.014 | 0.75 | 0 | 1.5
061005350 | Wall sheathing, exterior grade, 1/2" thick | Sf | 0.8 | 0.016 | 0.85 | 0 | 1.65
061005450 | Wall sheathing, exterior grade, 5/8" thick | Sf | 1.1 | 0.018 | 0.96 | 0 | 2.06
061005550 | Wall sheathing, exterior grade, 3/4" thick | Sf | 1.45 | 0.02 | 1.07 | 0 | 2.52
061006150 | Lumber, floor sheathing, 1" x 6" | Sf | 1.05 | 0.019 | 1.01 | 0 | 2.06
061006250 | Lumber, floor sheathing, 2" x 6", T&G | Sf | 3.55 | 0.035 | 1.86 | 0 | 5.41
061006350 | Lumber, wall sheathing, 1"x6" | Sf | 1.2 | 0.022 | 1.17 | 0 | 2.37
061006450 | Lumber, roof sheathing, 1"x6" | Sf | 1.2 | 0.02 | 1.07 | 0 | 2.27
061007010 | Wood decking, pr treated, 2" x 4" | Lf | 0.5 | 0.045 | 2.4 | 0 | 2.9
061007020 | Wood decking, pr treated, 2" x 6" | Lf | 0.8 | 0.05 | 2.66 | 0 | 3.46
061007030 | Wood decking, pr treated, 2" x 8" | Lf | 1.3 | 0.055 | 2.93 | 0 | 4.23
061007040 | Wood decking, pr treated, 2" x 10" | Lf | 1.4 | 0.06 | 3.2 | 0 | 4.6
061007050 | Wood decking, pr treated, 2" x 12" | Lf | 1.85 | 0.08 | 4.26 | 0 | 6.11
061007100 | Wood decking, pr treated, 5/4" x 6" | Lf | 0.75 | 0.05 | 2.66 | 0 | 3.41
061007130 | Wood decking, redwood, 2" x 6" | Lf | 5.15 | 0.06 | 3.2 | 0 | 8.35
061007160 | Wood decking, cedar, 2" x 4" | Lf | 1.55 | 0.05 | 2.66 | 0 | 4.21
061007180 | Wood decking, cedar, 2" x 6" | Lf | 2.25 | 0.055 | 2.93 | 0 | 5.18
061007210 | Wood decking, composite, .925 x 5.25" | Lf | 2.7 | 0.05 | 2.66 | 0 | 5.36
061007230 | Wood decking, composite, grooved, .925 x 5.25" | Lf | 2.5 | 0.05 | 2.66 | 0 | 5.16
061007250 | Wood decking, composite, 5/4" x 6" | Lf | 3 | 0.05 | 2.66 | 0 | 5.66
06130 | HEAVY TIMBER CONSTRUCTION
061301110 | Beams, 6"x8" | Lf | 6.9 | 0.11 | 5.86 | 0 | 12.76
061301120 | Beams, 6"x10" | Lf | 9 | 0.13 | 6.92 | 0 | 15.92
061301130 | Beams, 8"x10" | Lf | 11 | 0.15 | 7.99 | 0 | 18.99
061301210 | Columns, 8"x8" | Lf | 9.85 | 0.14 | 7.46 | 0 | 17.31
061301220 | Columns, 10"x10" | Lf | 15.35 | 0.16 | 8.52 | 0 | 23.87
061302110 | Fink truss, conventional, 24 ft span | Ea | 135 | 1.35 | 71.89 | 0 | 206.89
061302120 | Fink truss, conventional, 30 ft span | Ea | 165 | 1.5 | 79.88 | 0 | 244.88
061302130 | Scissor truss, 24 ft span | Ea | 145 | 1.5 | 79.88 | 0 | 224.88
061302140 | Scissor truss, 30 ft span | Ea | 180 | 1.7 | 90.53 | 0 | 270.53
061303150 | Glu-lam beams, 3"x12" | Lf | 15 | 0.15 | 7.99 | 0 | 22.99
061303160 | Glu-lam beams, 5"x12" | Lf | 21.5 | 0.18 | 9.59 | 0 | 31.09
06200 | FINISH CARPENTRY
062201120 | Backsplash, 1" x 4" high | Lf | 17.5 | 0.16 | 8.52 | 0 | 26.02
062202100 | Shelving, pine, 1" x 8" | Lf | 3.05 | 0.09 | 4.79 | 0 | 7.84
062202120 | Shelving, pine, 1" x 10" | Lf | 3.45 | 0.1 | 5.33 | 0 | 8.78
062202140 | Shelving, pine, 1" x 12" | Lf | 4.65 | 0.11 | 5.86 | 0 | 10.51
062203100 | Moulding, base, hardwood, 1-1/2" x 2-1/2" | Lf | 2.1 | 0.012 | 0.64 | 0 | 2.74
062203120 | Moulding, cap, hardwood, 1/2" x 1-1/2" | Lf | 1.55 | 0.03 | 1.6 | 0 | 3.15
062203140 | Moulding, crown, hardwood, 1/2" x 2-1/2" | Lf | 1.7 | 0.035 | 1.86 | 0 | 3.56
062203160 | Threshold, oak, 1" x 4" | Lf | 6.95 | 0.1 | 5.33 | 0 | 12.28
062203180 | Moulding, base, pine, 1-1/2" x 2-1/2" | Lf | 1.75 | 0.012 | 0.64 | 0 | 2.39
062203200 | Casing, pine, 1/2" x 1-5/8" | Lf | 1.45 | 0.015 | 0.8 | 0 | 2.25
062203240 | Moulding, cove, pine, 3/4" x 3/4" | Lf | 1.2 | 0.015 | 0.8 | 0 | 2
062203260 | Moulding, crown, pine, 3/4" x 3-1/2" | Lf | 2.75 | 0.03 | 1.6 | 0 | 4.35
06400 | ARCHITECTURAL WOODWORK | [5 empty] | 0
064001110 | Hardboard, natural, 1/4" | Sf | 1.05 | 0.03 | 1.6 | 0 | 2.65
064001210 | Plywood, unfinished, natural, 1/4" | Sf | 2 | 0.035 | 1.86 | 0 | 3.86
064001310 | Plywood, prefinished, birch, 1/4" | Sf | 3.1 | 0.045 | 2.4 | 0 | 5.5
064002110 | Stairs, per riser, 3 Ft wide | Rise | 19 | 0.75 | 39.94 | 0 | 58.94
064005110 | Vanity base, 2 doors, 30" high, 24" wide | Ea | 195 | 0.85 | 45.26 | 0 | 240.26
064005112 | Vanity base, 2 doors, 30" high, 30" wide | Ea | 235 | 0.95 | 50.59 | 0 | 285.59
064005114 | Vanity base, 2 doors, 30" high, 36" wide | Ea | 310 | 1.1 | 58.58 | 0 | 368.58
064005116 | Vanity base, 2 doors, 30" high, 48" wide | Ea | 400 | 1.25 | 66.56 | 0 | 466.56
064101110 | Countertop, plastic lam, 24" with splash | Lf | 23.5 | 0.25 | 13.31 | 0 | 36.81
064101120 | Countertop, marble, 24" with splash | Lf | 35 | 0.4 | 21.3 | 0 | 56.3
064101130 | Countertop, granite, 24" with splash | Lf | 42.25 | 0.4 | 21.3 | 0 | 63.55

## Exterior
Costcode | Description | Unit | MATERIALCost/Unit | Labor Hrs/Unit | LABOR Cost/Unit | OTHER Cost/Unit | TOTAL Cost/Unit
EXTERIOR
07150 | DAMPPROOFING & WATERPROOFING
071501120 | Hot mop dampproofing, 2-ply | Sf | 0 | 0 | 0 | 1.35 | 1.35
071501140 | Hot mop dampproofing, 3-ply | Sf | 0 | 0 | 0 | 1.65 | 1.65
071501150 | Hot mop dampproofing, 2-ply, fiberboard | Sf | 0 | 0 | 0 | 2.15 | 2.15
071502130 | Asphalt emulsion, brushed, 1 coat | Sf | 0.07 | 0.012 | 0.64 | 0 | 0.71
071502140 | Asphalt emulsion, brushed, 2 coats | Sf | 0.12 | 0.019 | 1.01 | 0 | 1.13
071502170 | Silicone dampproofing | Sf | 0.95 | 0.005 | 0.27 | 0 | 1.22
071502180 | Neoprene membrane 35 mil | Sf | 2.95 | 0.02 | 1.07 | 0 | 4.02
071502190 | Neoprene membrane 45 mil | Sf | 3.7 | 0.02 | 1.07 | 0 | 4.77
071503120 | Acrylic rubber coating 65 mil | Sf | 2.95 | 0.016 | 0.85 | 0 | 3.8
071503150 | Nylon sheeting, 45 mil | Sf | 1.9 | 0.016 | 0.85 | 0 | 2.75
071503160 | Nylon sheeting, 65 mil | Sf | 2.4 | 0.018 | 0.96 | 0 | 3.36
071503210 | PVC Sheeting 10 mil | Sf | 0.27 | 0.016 | 0.85 | 0 | 1.12
071503220 | PVC Sheeting 20 mil | Sf | 0.32 | 0.016 | 0.85 | 0 | 1.17
071503230 | PVC Sheeting 30 mil | Sf | 0.42 | 0.016 | 0.85 | 0 | 1.27
071503510 | Asphalt coated hardboard 1/8" | Sf | 0.5 | 0.02 | 1.07 | 0 | 1.57
071503560 | Asphalt coated hardboard 1/4" | Sf | 0.85 | 0.022 | 1.17 | 0 | 2.02
071503590 | Fiberglass fabric | Sf | 0.25 | 0.002 | 0.11 | 0 | 0.36
071503710 | Felt, 1 ply waterproofing | Sf | 0.3 | 0.01 | 0.53 | 0.13 | 0.96
071503730 | Felt, 2 ply waterproofing | Sf | 0.42 | 0.012 | 0.64 | 0.16 | 1.22
071503750 | Felt, 3 ply waterproofing | Sf | 0.65 | 0.014 | 0.75 | 0.23 | 1.63
071504110 | Urethane coating | Sf | 1.35 | 0.05 | 2.66 | 0 | 4.01
071504150 | Cement coating | Sf | 2.35 | 0.015 | 0.8 | 0.05 | 3.2
071504710 | Bentonite, panel waterproofing | Sf | 1.7 | 0.008 | 0.43 | 0.05 | 2.18
071504750 | Bentonite, sheet waterproofing | Sf | 1.9 | 0.01 | 0.53 | 0.05 | 2.48
071505120 | Water repellent, silicone based, 1 coat | Sf | 0.45 | 0.001 | 0.05 | 0.05 | 0.55
071505150 | Water repellent, silicone based, 2 coats | Sf | 0.85 | 0.001 | 0.05 | 0.05 | 0.95
07190 | VAPOR BARRIERS AND RETARDERS
071901210 | Asphalt felt sheathing | Sf | 0.05 | 0.002 | 0.11 | 0 | 0.16
071902120 | Building wrap, tyvek, light | Sf | 0.08 | 0.002 | 0.11 | 0 | 0.19
071902150 | Building wrap, tyvek, heavy | Sf | 0.1 | 0.002 | 0.11 | 0 | 0.21
071903120 | Building wrap, polyethylene, light | Sf | 0.03 | 0.002 | 0.11 | 0 | 0.14
071903150 | Building wrap, polyethylene, medium | Sf | 0.05 | 0.002 | 0.11 | 0 | 0.16
071903170 | Building wrap, polyethylene, heavy | Sf | 0.09 | 0.002 | 0.11 | 0 | 0.2
07210 | BUILDING INSULATION
072102110 | Batt insulation, 3-1/2", kraft face, R-11 | Sf | 0.45 | 0.008 | 0.43 | 0 | 0.88
072102120 | Batt insulation, 6", kraft face, R-19 | Sf | 0.65 | 0.01 | 0.53 | 0 | 1.18
072102130 | Batt insulation, 9", kraft face, R-30 | Sf | 1.35 | 0.012 | 0.64 | 0 | 1.99
072102210 | Batt insulation, 3-1/2", foil face, R-11 | Sf | 0.55 | 0.008 | 0.43 | 0 | 0.98
072102220 | Batt insulation, 6", foil face, R-19 | Sf | 0.85 | 0.01 | 0.53 | 0 | 1.38
072102230 | Batt insulation, 9", foil face, R-30 | Sf | 1.45 | 0.012 | 0.64 | 0 | 2.09
072102350 | Wall insulation, perlite, 1" thick | Sf | 0.42 | 0.007 | 0.37 | 0 | 0.79
072102370 | Wall insulation, perlite, 2" thick | Sf | 0.7 | 0.008 | 0.43 | 0 | 1.13
072102420 | Wall insulation, fiberglass, light, 1" | Sf | 0.5 | 0.006 | 0.32 | 0 | 0.82
072102440 | Wall insulation, fiberglass, light, 2" | Sf | 0.65 | 0.007 | 0.37 | 0 | 1.02
072102460 | Wall insulation, fiberglass, light, 3" | Sf | 0.85 | 0.008 | 0.43 | 0 | 1.28
072103120 | Wall insulation,fiberglass, medium, 1" | Sf | 0.65 | 0.006 | 0.32 | 0 | 0.97
072103140 | Wall insulation, fiberglass, medium, 2" | Sf | 1.2 | 0.007 | 0.37 | 0 | 1.57
072103160 | Wall insulation, fiberglass, medium, 3" | Sf | 1.9 | 0.008 | 0.43 | 0 | 2.33
072103410 | Wall insulation, fiberglass, heavy, 1" | Sf | 1.35 | 0.007 | 0.37 | 0 | 1.72
072103430 | Wall insulation, fiberglass, heavy, 2" | Sf | 2.45 | 0.008 | 0.43 | 0 | 2.88
072103450 | Wall insulation, fiberglass, heavy, 3" | Sf | 3.2 | 0.009 | 0.48 | 0 | 3.68
072104410 | Blown fiberglass insulation, 5" thick, R-11 | Sf | 0.42 | 0.008 | 0.43 | 0 | 0.85
072104420 | Blown fiberglass insulation, 6" thick, R-13 | Sf | 0.42 | 0.009 | 0.48 | 0 | 0.9
072104430 | Blown fiberglass insulation, 9" thick, R-19 | Sf | 0.5 | 0.012 | 0.64 | 0 | 1.14
072104440 | Blown fiberglass insulation, 12" thick, R-26 | Sf | 0.85 | 0.013 | 0.69 | 0 | 1.54
072104510 | Polystyrene sprayed, 1" thick, R-6 | Sf | 0.9 | 0.008 | 0.43 | 0 | 1.33
072104520 | Polystyrene sprayed, 2" thick, R-11 | Sf | 1.75 | 0.012 | 0.64 | 0 | 2.39
07220 | ROOF AND DECK INSULATION
072201130 | Roof insulation, fiberglass board, 3/4" | Sf | 0.6 | 0.007 | 0.37 | 0 | 0.97
072201150 | Roof insulation, fiberglass board, 1-1/8" | Sf | 0.7 | 0.008 | 0.43 | 0 | 1.13
072201170 | Roof insulation, fiberglass board, 1-5/16" | Sf | 1.05 | 0.009 | 0.48 | 0 | 1.53
072201190 | Roof insulation, fiberglass board, 2-1/16" | Sf | 1.4 | 0.01 | 0.53 | 0 | 1.93
072201230 | Roof insulation, composition board, 1-1/2" | Sf | 1.35 | 0.008 | 0.43 | 0 | 1.78
072201250 | Roof insulation, composition board, 2" | Sf | 2.5 | 0.01 | 0.53 | 0 | 3.03
072201270 | Roof insulation, composition board, 2-1/2" | Sf | 3.55 | 0.012 | 0.64 | 0 | 4.19
072202110 | Roof insulation, perlite board, 1/2" | Sf | 0.5 | 0.007 | 0.37 | 0 | 0.87
072202120 | Roof insulation, perlite board, 1" | Sf | 0.6 | 0.007 | 0.37 | 0 | 0.97
072202130 | Roof insulation, perlite board, 1-1/2" | Sf | 0.95 | 0.008 | 0.43 | 0 | 1.38
072202140 | Roof insulation, perlite board, 2-1/2" | Sf | 1.55 | 0.009 | 0.48 | 0 | 2.03
072202150 | Roof insulation, perlite board, 4" | Sf | 2.45 | 0.012 | 0.64 | 0 | 3.09
072202410 | Roof insulation, urethane board, 3/4" | Sf | 0.6 | 0.005 | 0.27 | 0 | 0.87
072202430 | Roof insulation, urethane board, 1" | Sf | 0.85 | 0.005 | 0.27 | 0 | 1.12
072202450 | Roof insulation, urethane board, 1-1/2" | Sf | 1.2 | 0.006 | 0.32 | 0 | 1.52
072202470 | Roof insulation, urethane board, 2" | Sf | 1.5 | 0.007 | 0.37 | 0 | 1.87
072202510 | Roof insulation, polystyrene board, 1" | Sf | 0.6 | 0.006 | 0.32 | 0 | 0.92
072202530 | Roof insulation, polystyrene board, 1-1/2" | Sf | 1.75 | 0.007 | 0.37 | 0 | 2.12
072202550 | Roof insulation, polystyrene board, 2" | Sf | 0.9 | 0.008 | 0.43 | 0 | 1.33
07240 | EXTERIOR INSULATION
072401120 | Prefab insulation panels, 2" | Sf | 10.3 | 0.026 | 1.38 | 0 | 11.68
072401130 | Prefab insulation panels, 3" | Sf | 11.85 | 0.028 | 1.49 | 0 | 13.34
072401140 | Prefab insulation panels, 4" | Sf | 15 | 0.03 | 1.6 | 0 | 16.6
07250 | FIREPROOFING
072502110 | Spray-on fireproofing, decks, 1" | Sf | 1.45 | 0.1 | 5.33 | 0 | 6.78
072502130 | Spray-on fireproofing, decks, 1-1/2" | Sf | 1.9 | 0.012 | 0.64 | 0 | 2.54
072502150 | Spray-on fireproofing, on str members, 1" | Sf | 1.5 | 0.02 | 1.07 | 0 | 2.57
072502170 | Spray-on fireproofing, on str members, 1-1/2" | Sf | 2.15 | 0.022 | 1.17 | 0 | 3.32
07310 | SHINGLES
073101210 | Roofing felt, 15# | Sf | 0.06 | 0.005 | 0.27 | 0 | 0.33
073101220 | Roofing felt, 30# | Sf | 0.12 | 0.006 | 0.32 | 0 | 0.44
073101250 | Asphalt shingles, 15-year | Sf | 1.05 | 0.014 | 0.75 | 0 | 1.8
073101260 | Asphalt shingles, 30-year | Sf | 1.25 | 0.016 | 0.85 | 0 | 2.1
073102110 | Aluminum shingles | Sf | 2.95 | 0.02 | 1.07 | 0 | 4.02
073102120 | Wood shingles, cedar, standard | Sf | 2.5 | 0.023 | 1.22 | 0 | 3.72
073102130 | Wood shingles, cedar, premium | Sf | 3 | 0.023 | 1.22 | 0 | 4.22
073102140 | Wood shakes, 1/2" thick | Sf | 1.9 | 0.032 | 1.7 | 0 | 3.6
073102150 | Wood shakes, 3/4" thick | Sf | 2.15 | 0.035 | 1.86 | 0 | 4.01
073102160 | Fiberglass shingles | Sf | 0.9 | 0.013 | 0.69 | 0 | 1.59
073103170 | Slate shingles | Sf | 9.5 | 0.05 | 2.66 | 0 | 12.16
073103180 | Fiber cement shingles | Sf | 3.55 | 0.038 | 2.02 | 0 | 5.57
07320 | ROOFING TILES
073204110 | Roofing tile, clay, standard | Sf | 4.15 | 0.03 | 1.6 | 0 | 5.75
073204210 | Roofing tile, clay, misson style | Sf | 3.2 | 0.03 | 1.6 | 0 | 4.8
073204310 | Roofing tile, clay, spanish style | Sf | 5.9 | 0.043 | 2.29 | 0 | 8.19
07410 | PREFORMED ROOF PANELS
074101120 | Corrugated fiberglass roofing | Sf | 4.3 | 0.03 | 1.6 | 0 | 5.9
074101210 | Corrugated galvanized roofing, 30 gauge | Sf | 2.75 | 0.026 | 1.38 | 0 | 4.13
074101220 | Corrugated galvanized roofing, 26 gauge | Sf | 3.2 | 0.029 | 1.54 | 0 | 4.74
074101230 | Corrugated galvanized roofing, 22 gauge | Sf | 3.35 | 0.032 | 1.7 | 0 | 5.05
074101310 | Ribbed steel roofing, 30 gauge | Sf | 2.6 | 0.026 | 1.38 | 0 | 3.98
074101340 | Ribbed steel roofing, 26 gauge | Sf | 2.85 | 0.029 | 1.54 | 0 | 4.39
074101360 | Ribbed steel roofing, 22 gauge | Sf | 3.05 | 0.032 | 1.7 | 0 | 4.75
074102110 | Copper roofing, 20 ounce | Sf | 10 | 0.09 | 4.79 | 0 | 14.79
074102210 | Lead roofing, 3 lbs. | Sf | 8.75 | 0.09 | 4.79 | 0 | 13.54
074102310 | Stainless steel roofing, 26 gauge | Sf | 9.95 | 0.08 | 4.26 | 0 | 14.21
074103110 | Corrugated aluminum roofing, 0.02" | Sf | 3 | 0.025 | 1.33 | 0 | 4.33
074103130 | Corrugated aluminum roofing, 0.03" | Sf | 4.35 | 0.025 | 1.33 | 0 | 5.68
074103150 | Corrugated aluminum roofing, 0.05" | Sf | 5.05 | 0.03 | 1.6 | 0 | 6.65
07460 | PREFORMED CLADDING AND SIDING
074601120 | Corrugated fiberglass siding | Sf | 4.3 | 0.05 | 2.66 | 0 | 6.96
074601150 | Corrugated galvanized siding, 30 gauge | Sf | 2.75 | 0.038 | 2.02 | 0 | 4.77
074601160 | Corrugated galvanized siding, 26 gauge | Sf | 3.2 | 0.042 | 2.24 | 0 | 5.44
074601170 | Corrugated galvanized siding, 22 gauge | Sf | 3.35 | 0.047 | 2.5 | 0 | 5.85
074602120 | Ribbed steel siding, 30 gauge | Sf | 2.6 | 0.038 | 2.02 | 0 | 4.62
074602140 | Ribbed steel siding, 26 gauge | Sf | 2.85 | 0.042 | 2.24 | 0 | 5.09
074602160 | Ribbed steel siding, 22 gauge | Sf | 3.05 | 0.047 | 2.5 | 0 | 5.55
074604210 | Corrugated aluminum siding | Sf | 3.35 | 0.045 | 2.4 | 0 | 5.75
074605120 | Vinyl siding | Sf | 1.2 | 0.03 | 1.6 | 0 | 2.8
074605220 | Fiber cement siding | Sf | 2.35 | 0.03 | 1.6 | 0 | 3.95
074606120 | Wood siding, beveled, cedar | Sf | 3.8 | 0.04 | 2.13 | 0 | 5.93
074606140 | Wood siding, board and batten, cedar | Sf | 4.25 | 0.04 | 2.13 | 0 | 6.38
074606160 | Wood siding, tongue and groove, cedar | Sf | 5.1 | 0.05 | 2.66 | 0 | 7.76
074606250 | Shingle siding, cedar | Sf | 3.05 | 0.025 | 1.33 | 0 | 4.38
074606350 | Plywood siding, 5/8", cedar | Sf | 1.8 | 0.016 | 0.85 | 0 | 2.65
074606370 | Hardboard siding, cedar panels, 1/2" | Sf | 1.2 | 0.018 | 0.96 | 0 | 2.16
074607150 | Masonite panels, 1/2" | Sf | 2.45 | 0.02 | 1.07 | 0 | 3.52
07500 | MEMBRANE ROOFING
075001210 | Built-up roofing, base, 2-ply, gravel surface | Sf | 0.8 | 0.023 | 1.22 | 0.23 | 2.25
075001220 | Built-up roofing, base, 3-ply, gravel surface | Sf | 0.9 | 0.029 | 1.54 | 0.23 | 2.67
075001230 | Built-up roofing, base, 4-ply, gravel surface | Sf | 1.2 | 0.035 | 1.86 | 0.23 | 3.29
075001250 | Built-up roofing, fiberglass felt, base, 3-ply | Sf | 1.7 | 0.019 | 1.01 | 0.23 | 2.94
075002120 | Tarred asphalt felt, 15# | Sf | 2 | 0.002 | 0.11 | 0.03 | 2.14
075002140 | Tarred asphalt felt, 30# | Sf | 0.35 | 0.002 | 0.11 | 0.03 | 0.49
075002340 | Single-ply sheet EPDM, 45 mil | Sf | 1.7 | 0.012 | 0.64 | 0.23 | 2.57
075002370 | Single-ply sheet EPDM, 60 mil | Sf | 2.35 | 0.012 | 0.64 | 0.23 | 3.22
075003120 | Single-ply sheet PVC, 45 mil | Sf | 1.8 | 0.012 | 0.64 | 0.23 | 2.67
075003140 | Single-ply sheet PVC, 60 mil | Sf | 2.7 | 0.012 | 0.64 | 0.23 | 3.57
075004120 | Neoprene roofing, 60 mil | Sf | 5.3 | 0.08 | 4.26 | 0.7 | 10.26
075005120 | Roll roofing, 90 lb mineral surfacing | Sf | 0.7 | 0.004 | 0.21 | 0.03 | 0.94
07560 | ROOF MAINTENANCE AND REPAIR
075601100 | Minimum charge for roof repair work | Lot | 84.75 | 1.25 | 66.56 | 0 | 151.31
075601210 | Patch and repair built-up roof | Sf | 3.75 | 0.2 | 10.65 | 0 | 14.4
075601230 | Repair shake roof | Sf | 4 | 0.22 | 11.72 | 0 | 15.72
075601260 | Repair tile roof | Sf | 14 | 0.35 | 18.64 | 0 | 32.64
07600 | FLASHING AND SHEET METAL
076001250 | Fascia, sheet metal, prefinished | Sf | 4.25 | 0.09 | 4.79 | 0 | 9.04
076002110 | Counter flashing, aluminum | Lf | 3.75 | 0.08 | 4.26 | 0 | 8.01
076002120 | Reglet flashing, aluminum | Lf | 2.6 | 0.07 | 3.73 | 0 | 6.33
076002130 | Valley flashing, aluminum | Lf | 3.55 | 0.08 | 4.26 | 0 | 7.81
076002140 | Base flashing, aluminum | Lf | 5 | 0.07 | 3.73 | 0 | 8.73
076002150 | Gravel stop, 6", aluminum | Lf | 5.4 | 0.065 | 3.46 | 0 | 8.86
076002160 | Neoprene gasket, aluminum | Lf | 1.55 | 0.04 | 2.13 | 0 | 3.68
076003110 | Counter flashing, copper | Lf | 9.85 | 0.08 | 4.26 | 0 | 14.11
076003120 | Reglet flashing, copper | Lf | 7.25 | 0.07 | 3.73 | 0 | 10.98
076003130 | Valley flashing, copper | Lf | 8.25 | 0.09 | 4.79 | 0 | 13.04
076003140 | Base flashing, copper | Lf | 10 | 0.07 | 3.73 | 0 | 13.73
076003150 | Gravel stop, 6", copper | Lf | 12.75 | 0.09 | 4.79 | 0 | 17.54
076003160 | Neoprene gasket, copper | Lf | 1.7 | 0.04 | 2.13 | 0 | 3.83
076004110 | Counter flashing, galv. steel | Lf | 2 | 0.06 | 3.2 | 0 | 5.2
076004120 | Reglet flashing, galv. steel | Lf | 1.35 | 0.06 | 3.2 | 0 | 4.55
076004130 | Valley flashing, galv. steel | Lf | 2.45 | 0.07 | 3.73 | 0 | 6.18
076004140 | Base flashing, galv. steel | Lf | 1.7 | 0.055 | 2.93 | 0 | 4.63
076004150 | Gravel stop, 6", galv. steel | Lf | 1.45 | 0.055 | 2.93 | 0 | 4.38
076004160 | Neoprene gasket, galv. steel | Lf | 1.3 | 0.03 | 1.6 | 0 | 2.9
076005110 | Counter flashing, stainless steel | Lf | 8.25 | 0.08 | 4.26 | 0 | 12.51
076005120 | Reglet flashing, stainless steel | Lf | 6.7 | 0.07 | 3.73 | 0 | 10.43
076005130 | Valley flashing, stainless steel | Lf | 7.75 | 0.09 | 4.79 | 0 | 12.54
076005140 | Base flashing, stainless steel | Lf | 8.25 | 0.07 | 3.73 | 0 | 11.98
076005150 | Gravel stop, 6", stainless steel | Lf | 11.35 | 0.08 | 4.26 | 0 | 15.61
076006110 | Flashing, sheet lead, vent 4" pipe | Ea | 32.5 | 0.7 | 37.28 | 0 | 69.78
076006150 | Flashing, sheet lead, vent 6" pipe | Ea | 38.5 | 0.85 | 45.26 | 0 | 83.76
07700 | ROOF SPECIALTIES AND ACCESSORIES
077001110 | Gutter, aluminum, 4" | Lf | 2.35 | 0.1 | 5.33 | 0 | 7.68
077001115 | Gutter, aluminum, 5" | Lf | 2.6 | 0.12 | 6.39 | 0 | 8.99
077001210 | Gutter, copper, 4" | Lf | 7.35 | 0.11 | 5.86 | 0 | 13.21
077001220 | Gutter, copper, 5" | Lf | 10.5 | 0.12 | 6.39 | 0 | 16.89
077001250 | Gutter, copper, half round section, 4" | Lf | 5.75 | 0.1 | 5.33 | 0 | 11.08
077001260 | Gutter, copper, half round section, 5" | Lf | 6.45 | 0.11 | 5.86 | 0 | 12.31
077002110 | Gutter, galv steel, box 4" | Lf | 1.55 | 0.1 | 5.33 | 0 | 6.88
077002120 | Gutter, galv steel, fascia 5" | Lf | 1.7 | 0.11 | 5.86 | 0 | 7.56
077002140 | Gutter, galv steel, fascia 6" | Lf | 1.85 | 0.11 | 5.86 | 0 | 7.71
077002550 | Gutter, stainless steel, box 4" | Lf | 8.5 | 0.14 | 7.46 | 0 | 15.96
077003120 | Downspout, aluminum, 2"x3" | Lf | 2.1 | 0.09 | 4.79 | 0 | 6.89
077003130 | Downspout, aluminum, 3"x4" | Lf | 2.6 | 0.1 | 5.33 | 0 | 7.93
077003150 | Downspout, aluminum, 3" dia | Lf | 2.1 | 0.09 | 4.79 | 0 | 6.89
077003160 | Downspout, aluminum, 4" dia | Lf | 2.65 | 0.1 | 5.33 | 0 | 7.98
077004120 | Downspout, copper, 2"x3" | Lf | 7.1 | 0.1 | 5.33 | 0 | 12.43
077004130 | Downspout, copper, 3"x4" | Lf | 11 | 0.1 | 5.33 | 0 | 16.33
077004140 | Downspout, copper, 3" dia | Lf | 6.1 | 0.1 | 5.33 | 0 | 11.43
077004150 | Downspout, copper, 4" dia | Lf | 6.45 | 0.11 | 5.86 | 0 | 12.31
077004160 | Downspout, copper, 5" dia | Lf | 7.65 | 0.11 | 5.86 | 0 | 13.51
077005210 | Downspout, galv steel, 2"x3" | Lf | 1.7 | 0.08 | 4.26 | 0 | 5.96
077005220 | Downspout, galv steel, 3"x4" | Lf | 2.1 | 0.08 | 4.26 | 0 | 6.36
077005230 | Downspout, galv steel, 4"x5" | Lf | 2.6 | 0.09 | 4.79 | 0 | 7.39
077005240 | Downspout, galv steel, 3" dia | Lf | 1.7 | 0.08 | 4.26 | 0 | 5.96
077005250 | Downspout, galv steel, 4" dia | Lf | 2 | 0.08 | 4.26 | 0 | 6.26
077005260 | Downspout, galv steel, 5" dia | Lf | 2.35 | 0.09 | 4.79 | 0 | 7.14
077203150 | Roof hatch, 30"x30" | Ea | 500 | 3 | 159.75 | 0 | 659.75
077203250 | Roof hatch, 36"x36" | Ea | 550 | 3.25 | 173.06 | 0 | 723.06
077203350 | Roof hatch, 36"x72" | Ea | 645 | 4 | 213 | 0 | 858
077204120 | Smoke vent, aluminum, 36" x 36" | Ea | 1325 | 4 | 213 | 0 | 1538
077204150 | Smoke vent, galv steel, 36" x 36" | Ea | 1225 | 4 | 213 | 0 | 1438
077205120 | Ventilator, wind powered, 12" dia | Ea | 140 | 1.75 | 93.19 | 0 | 233.19
077205150 | Ventilator, mushroom type, 240 CFM | Ea | 135 | 0.9 | 47.93 | 0 | 182.93
07800 | SKYLIGHTS
078001650 | Skylight, single, 4'x4' | Ea | 425 | 1.75 | 93.19 | 0 | 518.19
078001750 | Skylight, double, 4'x4' | Ea | 530 | 1.95 | 103.84 | 0 | 633.84
07900 | JOINT SEALERS
079001110 | Oil base caulking installed | Lf | 0.35 | 0.05 | 2.66 | 0 | 3.01
079001150 | Rubber sealant installed | Lf | 0.4 | 0.05 | 2.66 | 0 | 3.06
079001250 | Polyurethane, 2 part, installed | Lf | 0.5 | 0.04 | 2.13 | 0 | 2.63
079002120 | Acryic latex caulking, cartridge | Ea | 3.35 | 0 | 0 | 0 | 3.35
079002520 | Silicone sealant, cartridge | Ea | 5.4 | 0 | 0 | 0 | 5.4
13120 | PRE-ENGINEERED STRUCTURES
131202110 | Metal building, 16'x20', 14' high | Ea | 6050 | 36 | 1917 | 0 | 7967
131202120 | Metal building, 20'x40', 14' high | Ea | 13900 | 60 | 3195 | 0 | 17095
131202130 | Rollup door, manual operation, 10'x10' | Ea | 1775 | 6 | 319.5 | 0 | 2094.5
13150 | POOLS
131501220 | Swimming pool, private homes | Sf | 0 | 0 | 0 | 40 | 40
131501230 | Swimming pool, schools | Sf | 0 | 0 | 0 | 65 | 65
131501240 | Swimming pool, public | Sf | 0 | 0 | 0 | 65 | 65
131501250 | Diving board, 12' long, fiberglass | Ea | 950 | 2 | 106.5 | 0 | 1056.5
131501260 | Water slide, fiberglass | Ea | 1165 | 3 | 159.75 | 0 | 1324.75
13200 | STORAGE TANKS
132101150 | Water tank, elevated, 100,00 gallon | Ea | 0 | 0 | 0 | 350000 | 350000

## Interior
Costcode | Description | Unit | MATERIALCost/Unit | Labor Hrs/Unit | LABOR Cost/Unit | OTHER Cost/Unit | TOTAL Cost/Unit
INTERIOR
04400 | STONE
044001210 | Marble, 7/8", in grout | Sf | 11 | 0.12 | 6.39 | 0 | 17.39
044001250 | Limestone, 2", in grout | Sf | 18.5 | 0.18 | 9.59 | 0 | 28.09
044001310 | Granite, 1/2", in grout | Sf | 15 | 0.12 | 6.39 | 0 | 21.39
044001350 | Slate, 1-1/4", in grout | Sf | 6.5 | 0.12 | 6.39 | 0 | 12.89
08100 | METAL DOORS AND FRAMES
081001120 | Metal door, 3'x7', exterior, complete | Ea | 910 | 7.75 | 412.69 | 0 | 1322.69
081001130 | Metal door, 2'-8"x6'-8" | Ea | 210 | 1.1 | 58.58 | 0 | 268.58
081001140 | Metal door, 2'-8"x7'-0" | Ea | 320 | 1.25 | 66.56 | 0 | 386.56
081001210 | Metal door frame, 6'-8" high | Ea | 130 | 1.1 | 58.58 | 0 | 188.58
081001220 | Metal door frame, 7'-0" high | Ea | 165 | 1.25 | 66.56 | 0 | 231.56
081002150 | Aluminum door, complete | Ea | 710 | 5.5 | 292.88 | 0 | 1002.88
08200 | WOOD AND PLASTIC DOORS
082002110 | Wood door, interior, hollow, 2'-6"x6'-8", 1-3/8" | Ea | 72 | 1.15 | 61.24 | 0 | 133.24
082002120 | Wood door, interior, hollow, 3'-0"x6'-8", 1-3/8" | Ea | 82 | 1.25 | 66.56 | 0 | 148.56
082002130 | Wood door, interior, hollow, 2'-6"x6'-8", 1-3/4" | Ea | 90 | 1.35 | 71.89 | 0 | 161.89
082002140 | Wood door, interior, hollow, 3'-0"x6'-8", 1-3/4" | Ea | 95 | 1.4 | 74.55 | 0 | 169.55
082003110 | Wood door, exterior, solid, 2'-8"x6'-8", 1-3/4" | Ea | 95 | 1.45 | 77.21 | 0 | 172.21
082003120 | Wood door, exterior, solid, 3'-0"x6'-8", 1-3/4" | Ea | 100 | 1.5 | 79.88 | 0 | 179.88
082004110 | Wood door frame, interior, 2'-6"x6'-8" | Ea | 53 | 1.5 | 79.88 | 0 | 132.88
082004120 | Wood door frame, interior, 3'-0"x6'-8" | Ea | 61 | 1.6 | 85.2 | 0 | 146.2
082005120 | Wood door frame, exterior, 3'-0"x7'-0" | Ea | 325 | 3 | 159.75 | 0 | 484.75
082005140 | Wood door frame, exterior, 6'-0"x7'-0" | Ea | 285 | 3.25 | 173.06 | 0 | 458.06
08300 | SPECIAL DOORS
083001120 | Accordeon folding doors, vinyl face | Sf | 16.5 | 0.55 | 29.29 | 0 | 45.79
083001250 | Sliding glass door, 6' wide, standard | Ea | 980 | 3.25 | 173.06 | 0 | 1153.06
083001260 | Sliding glass door, 6' wide, premium | Ea | 1250 | 3.5 | 186.38 | 0 | 1436.38
08500 | METAL WINDOWS
085001110 | Aluminum window, casement, 24"x36" | Ea | 480 | 1.05 | 55.91 | 0 | 535.91
085001112 | Aluminum window, casement, 30"x48" | Ea | 530 | 1.65 | 87.86 | 0 | 617.86
085001114 | Aluminum window, casement, 36"x60" | Ea | 720 | 1.95 | 103.84 | 0 | 823.84
085001210 | Aluminum window, awning, 24"x24" | Ea | 460 | 1.1 | 58.58 | 0 | 518.58
085001212 | Aluminum window, awning, 30"x30" | Ea | 545 | 1.25 | 66.56 | 0 | 611.56
085001214 | Aluminum window, awning, 36"x30" | Ea | 615 | 1.4 | 74.55 | 0 | 689.55
085001310 | Aluminum window, single hung, 24"x36" | Ea | 210 | 1.05 | 55.91 | 0 | 265.91
085001312 | Aluminum window, single hung, 36"x48" | Ea | 180 | 1.25 | 66.56 | 0 | 246.56
085001310 | Aluminum window, double hung, 24"x36" | Ea | 275 | 1.2 | 63.9 | 0 | 338.9
085001312 | Aluminum window, double hung, 36"x48" | Ea | 220 | 1.35 | 71.89 | 0 | 291.89
085001360 | Aluminum window, double hung | Sf | 39 | 0.17 | 9.05 | 0 | 48.05
085001410 | Aluminum window, sliding, 36"x36" | Ea | 125 | 1.05 | 55.91 | 0 | 180.91
085001412 | Aluminum window, sliding, 36"x48" | Ea | 155 | 1.25 | 66.56 | 0 | 221.56
085001510 | Aluminum window, fixed, 24"x36" | Ea | 135 | 1.1 | 58.58 | 0 | 193.58
085001512 | Aluminum window, fixed, 30"x48" | Ea | 195 | 1.25 | 66.56 | 0 | 261.56
085001514 | Aluminum window, fixed, 36"x60" | Ea | 230 | 1.45 | 77.21 | 0 | 307.21
085001560 | Aluminum window, fixed | Sf | 22 | 0.15 | 7.99 | 0 | 29.99
085001310 | Steel window, fixed | Sf | 33 | 0.12 | 6.39 | 0 | 39.39
085001320 | Steel window, double hung | Sf | 54 | 0.15 | 7.99 | 0 | 61.99
085002110 | Picture window, 4'x5' | Ea | 675 | 1.5 | 79.88 | 0 | 754.88
08600 | WOOD AND PLASTIC WINDOWS
086001250 | Wood window, casement, insul, 24"x50" | Ea | 425 | 1.3 | 69.23 | 0 | 494.23
086001252 | Wood window, casement, insul, 36"x50" | Ea | 545 | 1.5 | 79.88 | 0 | 624.88
086001255 | Wood window, casement, insul, 48"x50" | Ea | 885 | 1.75 | 93.19 | 0 | 978.19
086001260 | Wood window, double hung, insul, 30"x48" | Ea | 345 | 1.3 | 69.23 | 0 | 414.23
086001265 | Wood window, double hung, insul, 48"x50" | Ea | 750 | 1.75 | 93.19 | 0 | 843.19
086001310 | Wood window, sliding, insul, 50"x40" | Ea | 440 | 1.35 | 71.89 | 0 | 511.89
086001312 | Wood window, sliding, insul, 60"x50" | Ea | 590 | 1.5 | 79.88 | 0 | 669.88
086001314 | Wood window, sliding, insul, 72"x50" | Ea | 735 | 1.65 | 87.86 | 0 | 822.86
086001320 | Wood window, awning, insul, 40"x22" | Ea | 390 | 1.5 | 79.88 | 0 | 469.88
086001322 | Wood window, awning, insul, 50"x30" | Ea | 490 | 1.65 | 87.86 | 0 | 577.86
086001330 | Wood window, fixed, insul, 24"x36" | Ea | 265 | 1.1 | 58.58 | 0 | 323.58
086001332 | Wood window, fixed, insul, 24"x60" | Ea | 355 | 1.25 | 66.56 | 0 | 421.56
086001334 | Wood window, fixed, insul, 36"x48" | Ea | 480 | 1.25 | 66.56 | 0 | 546.56
086001336 | Wood window, fixed, insul, 48"x60" | Ea | 510 | 1.5 | 79.88 | 0 | 589.88
086004110 | Vinyl window, single hung, 24"x40" | Ea | 175 | 0.95 | 50.59 | 0 | 225.59
086004115 | Vinyl window, single hung, 36"x40" | Ea | 245 | 1.05 | 55.91 | 0 | 300.91
086004117 | Vinyl window, single hung, 42"x60" | Ea | 310 | 1.4 | 74.55 | 0 | 384.55
086004120 | Vinyl window, double hung, 24"x40" | Ea | 210 | 1 | 53.25 | 0 | 263.25
086004125 | Vinyl window, double hung, 36"x40" | Ea | 285 | 1.1 | 58.58 | 0 | 343.58
086004127 | Vinyl window, double hung, 42"x60" | Ea | 330 | 1.5 | 79.88 | 0 | 409.88
086004130 | Vinyl window, casement, 24"x40" | Ea | 320 | 1.05 | 55.91 | 0 | 375.91
086004132 | Vinyl window, casement, 30"x50" | Ea | 400 | 1.2 | 63.9 | 0 | 463.9
086004135 | Vinyl window, casement, 36"x50" | Ea | 475 | 1.45 | 77.21 | 0 | 552.21
086004310 | Vinyl window, awning, 24"x24" | Ea | 320 | 1.05 | 55.91 | 0 | 375.91
086004312 | Vinyl window, awning, 30"x30" | Ea | 410 | 1.1 | 58.58 | 0 | 468.58
086004314 | Vinyl window, awning, 36"x30" | Ea | 480 | 1.25 | 66.56 | 0 | 546.56
086004410 | Vinyl window, fixed, 24"x36" | Ea | 105 | 1.05 | 55.91 | 0 | 160.91
086004412 | Vinyl window, fixed, 30"x50" | Ea | 155 | 1.1 | 58.58 | 0 | 213.58
086004414 | Vinyl window, fixed, 36"x60" | Ea | 180 | 1.2 | 63.9 | 0 | 243.9
086004416 | Vinyl window, fixed, 60"x72" | Ea | 330 | 1.95 | 103.84 | 0 | 433.84
08700 | HARDWARE
087001210 | Door closer, interior | Ea | 110 | 0.8 | 42.6 | 0 | 152.6
087001220 | Door closer, exterior | Ea | 160 | 1.1 | 58.58 | 0 | 218.58
087001310 | Deadbolt, light duty, single cylinder | Ea | 43 | 0.8 | 42.6 | 0 | 85.6
087001320 | Deadbolt, light duty, double cylinder | Ea | 52 | 0.85 | 45.26 | 0 | 97.26
087001330 | Deadbolt, heavy duty, single cylinder | Ea | 74 | 0.9 | 47.93 | 0 | 121.93
087001340 | Deadbolt, heavy duty, double cylinder | Ea | 85 | 0.95 | 50.59 | 0 | 135.59
087001420 | Door stop, floor mount | Ea | 23 | 0.4 | 21.3 | 0 | 44.3
087001450 | Kick plate, stainless | Ea | 45 | 0.5 | 26.63 | 0 | 71.63
087002150 | Hinge, 4x4 butt type | Ea | 13 | 0.4 | 21.3 | 0 | 34.3
087002160 | Lockset, cylindrical | Ea | 125 | 1 | 53.25 | 0 | 178.25
087002170 | Panic door hardware, aluminum | Ea | 575 | 3.25 | 173.06 | 0 | 748.06
087002310 | Threshold, aluminum | Lf | 9.85 | 0.1 | 5.33 | 0 | 15.18
087002330 | Threshold, bronze | Lf | 18 | 0.12 | 6.39 | 0 | 24.39
087002350 | Weatherstripping, astragal | Lf | 17 | 0.1 | 5.33 | 0 | 22.33
08800 | GLAZING
088003110 | Sheet glass, 1/8", clear | Sf | 5.75 | 0.1 | 5.33 | 0 | 11.08
088003120 | Sheet glass, 1/4", clear | Sf | 7.25 | 0.14 | 7.46 | 0 | 14.71
088003130 | Sheet glass, 3/8", clear | Sf | 10.5 | 0.16 | 8.52 | 0 | 19.02
088003210 | Insulating glass, 1/8" | Sf | 17.75 | 0.2 | 10.65 | 0 | 28.4
088003310 | Plexiglass, 1/8" | Sf | 4.25 | 0.12 | 6.39 | 0 | 10.64
088003520 | Wired glass, 3/8" | Sf | 16 | 0.18 | 9.59 | 0 | 25.59
088003650 | Sheet mirror glass, 1/4" | Sf | 14 | 0.12 | 6.39 | 0 | 20.39
09100 | METAL SUPPORT SYSTEMS
091001250 | Steel track, no-load, 25 ga, 2-1/2 " x 10 ft | Ea | 6.1 | 0.13 | 6.92 | 0 | 13.02
091001260 | Steel track, no-load, 25 ga, 3-5/8 " x 10 ft | Ea | 5.8 | 0.16 | 8.52 | 0 | 14.32
091001310 | Steel stud, no-load, 25 ga, 2-1/2" x 8 ft | Ea | 4.5 | 0.1 | 5.33 | 0 | 9.83
091001320 | Steel stud, no-load, 25 ga, 2-1/2" x 10 ft | Ea | 5.4 | 0.12 | 6.39 | 0 | 11.79
091001510 | Steel stud, no-load, 25 ga, 3-5/8" x 8 ft | Ea | 4.75 | 0.11 | 5.86 | 0 | 10.61
091001520 | Steel stud, no-load, 25 ga, 3-5/8" x 10 ft | Ea | 5.65 | 0.13 | 6.92 | 0 | 12.57
09200 | LATH AND PLASTER
092001210 | Furring, walls, 3/4"x3/4" | Sy | 7.65 | 0.25 | 13.31 | 0 | 20.96
092001220 | Metal laths, galvanized, walls and ceilings | Sy | 4.25 | 0.15 | 7.99 | 0 | 12.24
092001230 | Gypsum plaster, trowel finish, 1 coat | Sy | 7 | 0.4 | 21.3 | 0 | 28.3
092001250 | Gypsum plaster, trowel finish, 2 coats | Sy | 7.45 | 0.45 | 23.96 | 0 | 31.41
092001270 | Gypsum plaster, trowel finish, 3 coats | Sy | 8 | 0.5 | 26.63 | 0 | 34.63
092001310 | Patch gypsum plaster | Sf | 1.7 | 0.2 | 10.65 | 0 | 12.35
092001350 | Exterior stucco, 1" thick | Sy | 5.8 | 0.65 | 34.61 | 0 | 40.41
092001380 | Texture coat plaster | Sy | 1.55 | 0.05 | 2.66 | 0 | 4.21
092201110 | Stucco, 3 coats, 1" thick | Sy | 8 | 0.55 | 29.29 | 0 | 37.29
09250 | GYPSUM BOARD
092501210 | Drywall, 3/8", ceiling, incl tape & finish | Sf | 0.34 | 0.01 | 0.53 | 0 | 0.87
092501230 | Drywall, 3/8", walls, incl tape & finish | Sf | 0.34 | 0.011 | 0.59 | 0 | 0.93
092501310 | Drywall, 1/2", ceiling, incl tape & finish | Sf | 0.4 | 0.012 | 0.64 | 0 | 1.04
092501330 | Drywall, 1/2", walls, incl tape & finish | Sf | 0.4 | 0.013 | 0.69 | 0 | 1.09
092501410 | Drywall, 5/8", ceiling, incl tape & finish | Sf | 0.45 | 0.013 | 0.69 | 0 | 1.14
092501430 | Drywall, 5/8", walls, incl tape & finish | Sf | 0.45 | 0.014 | 0.75 | 0 | 1.2
09310 | CERAMIC TILE
093101110 | Floor tile, ceramic, 4" x 4", basic | Sf | 3.05 | 0.065 | 3.46 | 0 | 6.51
093101120 | Floor tile, ceramic, 4" x 4", average | Sf | 4.65 | 0.067 | 3.57 | 0 | 8.22
093101130 | Floor tile, ceramic, 4" x 4", premium | Sf | 13.25 | 0.073 | 3.89 | 0 | 17.14
093101140 | Floor tile, ceramic, 4" x 4", deco | Sf | 19 | 0.078 | 4.15 | 0 | 23.15
093101210 | Floor tile, ceramic, 6" x 6", basic | Sf | 3.1 | 0.06 | 3.2 | 0 | 6.3
093101220 | Floor tile, ceramic, 6" x 6", average | Sf | 4.5 | 0.062 | 3.3 | 0 | 7.8
093101230 | Floor tile, ceramic, 6" x 6", premium | Sf | 12.75 | 0.065 | 3.46 | 0 | 16.21
093101310 | Floor tile, ceramic, 12" x 12", basic | Sf | 2.5 | 0.06 | 3.2 | 0 | 5.7
093101320 | Floor tile, ceramic, 12" x 12", average | Sf | 4 | 0.062 | 3.3 | 0 | 7.3
093101330 | Floor tile, ceramic, 12" x 12", premium | Sf | 10.3 | 0.065 | 3.46 | 0 | 13.76
093105110 | Wall tile, ceramic, 4" x 4", basic | Sf | 3.05 | 0.064 | 3.41 | 0 | 6.46
093105120 | Wall tile, ceramic, 4" x 4", average | Sf | 4.8 | 0.066 | 3.51 | 0 | 8.31
093105130 | Wall tile, ceramic, 4" x 4", premium | Sf | 13.4 | 0.074 | 3.94 | 0 | 17.34
093105140 | Wall tile, ceramic, 4" x 4", deco | Sf | 20 | 0.078 | 4.15 | 0 | 24.15
093105210 | Wall tile, ceramic, 6" x 6", basic | Sf | 3.45 | 0.06 | 3.2 | 0 | 6.65
093105220 | Wall tile, ceramic, 6" x 6", average | Sf | 5.05 | 0.062 | 3.3 | 0 | 8.35
093105230 | Wall tile, ceramic, 6" x 6", premium | Sf | 12.75 | 0.066 | 3.51 | 0 | 16.26
093105240 | Wall tile, ceramic, 6" x 6", deco | Sf | 20.5 | 0.075 | 3.99 | 0 | 24.49
093105510 | Wall tile, mosaic, 2", hexagonal, basic | Sf | 5.6 | 0.125 | 6.66 | 0 | 12.26
093105520 | Wall tile, mosaic, 2", hexagonal, average | Sf | 8.75 | 0.13 | 6.92 | 0 | 15.67
093105530 | Wall tile, mosaic, 2", hexagonal, premium | Sf | 1.4 | 0.132 | 7.03 | 0 | 8.43
093106110 | Soap dish, ceramic | Ea | 11.5 | 0.09 | 4.79 | 0 | 16.29
093106120 | Towel bar, ceramic | Ea | 10 | 0.23 | 12.25 | 0 | 22.25
093106130 | Countertop trim, ceramic, 2" x 6" | Ea | 2 | 0.03 | 1.6 | 0 | 3.6
093106140 | Mudcap, ceramic, 2" x 6" | Ea | 1.4 | 0.035 | 1.86 | 0 | 3.26
093106150 | Corner shelf, ceramic | Ea | 19.5 | 0.13 | 6.92 | 0 | 26.42
09330 | QUARRY TILE
093301240 | Quarry tile, 6"x6", basic | Sf | 3.05 | 0.15 | 7.99 | 0 | 11.04
093301250 | Quarry tile, 6"x6", average | Sf | 4.5 | 0.145 | 7.72 | 0 | 12.22
093301260 | Quarry tile, 6"x6", premium | Sf | 7.65 | 0.16 | 8.52 | 0 | 16.17
09340 | PAVER TILE
093402150 | Paver tile, 6"x6", basic | Sf | 1.7 | 0.14 | 7.46 | 0 | 9.16
093402160 | Paver tile, 6"x6", average | Sf | 3.05 | 0.16 | 8.52 | 0 | 11.57
093402170 | Paver tile, 6"x6", premium | Sf | 6.35 | 0.2 | 10.65 | 0 | 17
093403150 | Paver tile, 12"x12", basic | Sf | 2 | 0.12 | 6.39 | 0 | 8.39
093403160 | Paver tile, 12"x12", average | Sf | 4 | 0.14 | 7.46 | 0 | 11.46
093403170 | Paver tile, 12"x12", premium | Sf | 8 | 0.16 | 8.52 | 0 | 16.52
09360 | PLASTIC TILE
093601250 | Plastic tile, 4-1/4"x4-1/4" | Sf | 2.35 | 0.06 | 3.2 | 0 | 5.55
09370 | METAL TILE
093701240 | Aluminum tile, 4-1/4"x4-1/4" | Sf | 2.4 | 0.1 | 5.33 | 0 | 7.73
093701260 | Stainless steel tile, 4-1/4"x4-1/4" | Sf | 3 | 0.12 | 6.39 | 0 | 9.39
09400 | TERRAZZO
094001240 | Terrazzo floor, 5/8" topping, on concrete, 2" epoxy | Sf | 0 | 0 | 0 | 8.25 | 8.25
094001260 | Terrazzo floor, 5/8" topping, on concrete, 2" conductive | Sf | 0 | 0 | 0 | 8.75 | 8.75
094001280 | Terrazzo floor, 5/8" topping, on concrete, sand cushion | Sf | 0 | 0 | 0 | 8.5 | 8.5
094001310 | Precast terrazzo tiles, 9"x9"x1" | Sf | 6.1 | 0.25 | 13.31 | 0 | 19.41
094001360 | Precast terrazzo tiles, 12"x12"x1" | Sf | 7.65 | 0.28 | 14.91 | 0 | 22.56
094003210 | Countertop, mud set | Sf | 6.65 | 0.25 | 13.31 | 0 | 19.96
094003260 | Cove base, mud set | Lf | 0 | 0.12 | 6.39 | 0 | 6.39
09490 | MORTARS & ADHESIVES
094901420 | Parquet & laminate acrylic urethane adhesive | Lb | 4 | 0 | 0 | 0 | 4
094901425 | Floor and wall tile adhesive | Gal | 11.65 | 0 | 0 | 0 | 11.65
094901430 | Plank parquet acrylic urethane adhesive | Gal | 20.6 | 0 | 0 | 0 | 20.6
094901435 | Outdoor carpet adhesive | Gal | 12.25 | 0 | 0 | 0 | 12.25
094901440 | Sheet flooring and carpet adhesive, general use | Gal | 8.75 | 0 | 0 | 0 | 8.75
094901445 | Sheet flooring and carpet adhesive, premium | Gal | 11 | 0 | 0 | 0 | 11
094901450 | Sheet flooring and carpet adhesive, low odor | Gal | 30 | 0 | 0 | 0 | 30
094901455 | Vinyl tile adhesive, general use | Gal | 6.35 | 0 | 0 | 0 | 6.35
094901460 | Vinyl tile adhesive, premium | Gal | 11.35 | 0 | 0 | 0 | 11.35
094901465 | Vinyl tile adhesive, low odor | Gal | 27 | 0 | 0 | 0 | 27
094901510 | Flexible mortar latex additive | Gal | 27 | 0 | 0 | 0 | 27
094901520 | Dry set mortar latex additive | Gal | 12.3 | 0 | 0 | 0 | 12.3
094901610 | Premixed thin set mortar | Gal | 2.15 | 0 | 0 | 0 | 2.15
094901615 | Polymer modified mortar, 50 Lbs | Bag | 27 | 0 | 0 | 0 | 27
094901620 | Rapid setting polymer mortar, 50 Lbs | Bag | 30 | 0 | 0 | 0 | 30
094901625 | Full contact mortar, 50 Lbs | Bag | 22.5 | 0 | 0 | 0 | 22.5
094901630 | Premixed thin set mortar | Gal | 21.1 | 0 | 0 | 0 | 21.1
094901635 | Dry set mortar, 50 Lbs | Bag | 17 | 0 | 0 | 0 | 17
094901640 | Cement based self-leveling underlayment, 50 Lbs | Bag | 32.45 | 0 | 0 | 0 | 32.45
094901645 | Fast setting interior patching compound, 10 Lbs | Bag | 10.3 | 0 | 0 | 0 | 10.3
094901650 | Ready to use adhesive and grout mix | Gal | 24 | 0 | 0 | 0 | 24
094901710 | Water based epoxy primer | Gal | 64.38 | 0 | 0 | 0 | 64.38
094901720 | Grout sealer | Pint | 10.8 | 0 | 0 | 0 | 10.8
094901730 | Tile and masonry sealer | Qrt | 39 | 0 | 0 | 0 | 39
094901740 | Color matched caulk | Tube | 9 | 0 | 0 | 0 | 9
09500 | ACOUSTICAL TREATMENT
095001210 | Tile board | Sf | 0.9 | 0.02 | 1.07 | 0 | 1.97
095001250 | Suspended ceiling grid, 2'x2', 1/2" tile | Sf | 1.1 | 0.018 | 0.96 | 0 | 2.06
09550 | WOOD FLOORING
095501120 | Oak plank, 3/4" thick | Sf | 7.25 | 0.06 | 3.2 | 0 | 10.45
095501130 | Parquet wood, oak, 1/4" | Sf | 6.25 | 0.045 | 2.4 | 0 | 8.65
095501150 | Finish wood floor, stain | Sf | 0.1 | 0.011 | 0.59 | 0 | 0.69
095501170 | Finish wood floor, shellac | Sf | 0.35 | 0.04 | 2.13 | 0 | 2.48
095501240 | Concrete floor sealing, basic system | Sf | 0.35 | 0.015 | 0.8 | 0 | 1.15
095501320 | Concrete floor sealing, advanced system | Sf | 0.65 | 0.028 | 1.49 | 0 | 2.14
095501340 | Sand and refinish wood flooring | Sf | 0.1 | 0.016 | 0.85 | 0 | 0.95
09565 | LAMINATE FLOORING
095651110 | Armstrong SwiftLock™ Pioneerstrip Weathered Pine | Sf | 4.65 | 0.058 | 3.09 | 0 | 7.74
095651160 | Armstrong SwiftLock™ Woodbridge Heritage | Sf | 3.25 | 0.058 | 3.09 | 0 | 6.34
095651210 | Pergo® Signature American Cottage™ | Sf | 5.15 | 0.058 | 3.09 | 0 | 8.24
095651260 | Pergo® Signature Casual Living™ | Sf | 4.5 | 0.058 | 3.09 | 0 | 7.59
09660 | RESILIENT TILE FLOORING
096603110 | Floor tile, vinyl, self-stick, 12" x 12", basic | Sf | 1.05 | 0.05 | 2.66 | 0 | 3.71
096603120 | Floor tile, vinyl, self-stick, 12" x 12", average | Sf | 2 | 0.053 | 2.82 | 0 | 4.82
096603130 | Floor tile, vinyl, self-stick, 12" x 12", premium | Sf | 3 | 0.055 | 2.93 | 0 | 5.93
096604110 | Vinyl plank, self-stick, 4" x 36" | Sf | 1.35 | 0.05 | 2.66 | 0 | 4.01
09665 | RESILIENT SHEET FLOORING
096652150 | Vinyl sheet flooring, basic | Sf | 2 | 0.03 | 1.6 | 0 | 3.6
096652170 | Vinyl sheet flooring, average | Sf | 3.2 | 0.035 | 1.86 | 0 | 5.06
096652190 | Vinyl sheet flooring, premium | Sf | 5.6 | 0.04 | 2.13 | 0 | 7.73
096653250 | Rubber flooring, 16"x16" | Sf | 4.8 | 0.1 | 5.33 | 0 | 10.13
096655240 | Composition flooring, acrylic | Sf | 4.25 | 0.1 | 5.33 | 0 | 9.58
096655260 | Composition flooring, polyester | Sf | 4 | 0.1 | 5.33 | 0 | 9.33
09670 | FLUID-APPLIED RESILIENT FLOORING
096701215 | Polyurethane, 3/8/" thick | Sf | 2.45 | 0.14 | 7.46 | 0 | 9.91
09675 | RADIANT FLOOR HEATING
096751110 | Radiant Heat Floor Matt 10' L x 30" W | Ea | 330 | 3 | 159.75 | 0 | 489.75
096751130 | Radiant Heat Floor Matt 8' L x 30" W | Ea | 295 | 2.7 | 143.78 | 0 | 438.78
096751150 | Radiant Heat Floor Matt 6' L x 30" W | Ea | 220 | 2.5 | 133.13 | 0 | 353.13
096751170 | Radiant Heat Floor Matt 4' L x 30" W | Ea | 190 | 2 | 106.5 | 0 | 296.5
096751200 | Programmable Floor Stat | Ea | 190 | 3.4 | 181.05 | 0 | 371.05
09678 | RESILIENT BASE AND ACCESSORIES
096781210 | Wall base, vinyl, 4" high | Lf | 0.75 | 0.03 | 1.6 | 0 | 2.35
096781250 | Wall base, vinyl, 6" high | Lf | 1.35 | 0.04 | 2.13 | 0 | 3.48
09679 | UNDERLAYMENT & BACKERBOARD
096791110 | Floor patch and leveler | Gal | 21.15 | 0 | 0 | 0 | 21.15
096791120 | Floor patch and leveler | Qrt | 8 | 0 | 0 | 0 | 8
096791130 | Floor leveler, 25 lbs | Ea | 10.5 | 0 | 0 | 0 | 10.5
096791210 | Underlayment, 30 sq ft | Roll | 19.5 | 0 | 0 | 0 | 19.5
096791310 | Backerboard for ceramic tile, 3' x 5' x 1/2" | Ea | 14.5 | 0.38 | 20.24 | 0 | 34.74
096791320 | Backerboard for ceramic tile, 3' x 5' x 1/4" | Ea | 12.75 | 0.35 | 18.64 | 0 | 31.39
096791410 | Glue for underlayment, 25 lbs | Ea | 210 | 0 | 0 | 0 | 210
09680 | CARPET
096801250 | Carpet, nylon, 30 oz | Sy | 21 | 0.12 | 6.39 | 0 | 27.39
096801260 | Carpet tile | Sf | 4.65 | 0.016 | 0.85 | 0 | 5.5
096801280 | Carpet padding | Sy | 5.6 | 0.07 | 3.73 | 0 | 9.33
09900 | PAINTING
099001210 | Sand walls | Sf | 0.05 | 0.006 | 0.27 | 0 | 0.32
099001230 | Sand trims | Lf | 0.05 | 0.009 | 0.4 | 0 | 0.45
099001280 | Cover and protect floors, small space | Ea | 6.35 | 0.09 | 4.01 | 0 | 10.36
099001282 | Cover and protect floors, medium space | Ea | 8.5 | 0.13 | 5.79 | 0 | 14.29
099001284 | Cover and protect floors, large space | Ea | 1.55 | 0.17 | 7.57 | 0 | 9.12
099001290 | Remove & replace furniture, small space | Ea | 0 | 0.3 | 13.35 | 0 | 13.35
099001292 | Remove & replace furniture, medium space | Ea | 0 | 0.45 | 20.03 | 0 | 20.03
099001294 | Remove & replace furniture, large space | Ea | 0 | 0.65 | 28.93 | 0 | 28.93
099001310 | Strip paint, trim | Lf | 1.7 | 0.076 | 3.38 | 0 | 5.08
099001330 | Strip paint, door, 2 sides | Ea | 22 | 0.973 | 43.3 | 0 | 65.3
099001350 | Strip paint, door jamb | Lf | 2.35 | 0.102 | 4.54 | 0 | 6.89
099001360 | Strip paint, window, 1 side | Ea | 4.5 | 0.381 | 16.95 | 0 | 21.45
099001370 | Surface prep, light | Sf | 0.05 | 0.01 | 0.45 | 0 | 0.5
099001380 | Surface prep, medium | Sf | 0.16 | 0.025 | 1.11 | 0 | 1.27
099001390 | Surface prep, heavy | Sf | 0.4 | 0.05 | 2.23 | 0 | 2.63
099001410 | Steam cleaning | Sf | 0.01 | 0.005 | 0.22 | 0 | 0.23
099001510 | Powerwashing | Sf | 0.02 | 0.005 | 0.22 | 0 | 0.24
099001610 | Sandblasting, light | Sf | 0.35 | 0.02 | 0.89 | 0 | 1.24
099001620 | Sandblasting, heavy | Sf | 0.65 | 0.05 | 2.23 | 0 | 2.88
PAINT REPAIR
099001750 | Repair & prep damaged area, light | Sf | 0.16 | 0.035 | 1.56 | 0 | 1.72
099001760 | Repair & prep damaged area, medium | Sf | 0.6 | 0.06 | 2.67 | 0 | 3.27
099001770 | Repair & prep damaged area, heavy | Sf | 1.2 | 0.08 | 3.56 | 0 | 4.76
099001810 | Putty application | Sf | 0.02 | 0.017 | 0.76 | 0 | 0.78
PAINT INTERIOR
099002310 | Paint, plaster/drywall, wall, 1 coat | Sf | 0.07 | 0.006 | 0.27 | 0 | 0.34
099002320 | Paint, plaster/drywall, wall, 2 coats | Sf | 0.11 | 0.012 | 0.53 | 0 | 0.64
099002330 | Paint, plaster/drywall, wall, 3 coats | Sf | 0.16 | 0.016 | 0.71 | 0 | 0.87
099002360 | Paint, plaster/drywall, ceiling, 1 coat | Sf | 0.07 | 0.008 | 0.36 | 0 | 0.43
099002370 | Paint, plaster/drywall, ceiling, 2 coats | Sf | 0.11 | 0.015 | 0.67 | 0 | 0.78
099002380 | Paint, plaster/drywall, ceiling, 3 coats | Sf | 0.16 | 0.02 | 0.89 | 0 | 1.05
099002460 | Paint, plywood, 1 coat | Sf | 0.14 | 0.013 | 0.58 | 0 | 0.72
099002470 | Paint, plywood, 2 coats | Sf | 0.35 | 0.02 | 0.89 | 0 | 1.24
099002480 | Paint, plywood, 3 coats | Sf | 0.45 | 0.027 | 1.2 | 0 | 1.65
099002510 | Paint, acoustic ceiling, 1 coat | Sf | 0.15 | 0.009 | 0.4 | 0 | 0.55
099002520 | Paint, acoustic ceiling, 2 coats | Sf | 0.3 | 0.018 | 0.8 | 0 | 1.1
099002530 | Paint, acoustic ceiling, 3 coats | Sf | 0.37 | 0.023 | 1.02 | 0 | 1.39
099003110 | Paint, concrete wall, 1 coat | Sf | 0.12 | 0.008 | 0.36 | 0 | 0.48
099003120 | Paint, concrete wall, 2 coats | Sf | 0.21 | 0.014 | 0.62 | 0 | 0.83
099003130 | Paint, concrete wall, 3 coats | Sf | 0.26 | 0.018 | 0.8 | 0 | 1.06
099003210 | Paint, concrete floor, 1 coat | Sf | 0.12 | 0.009 | 0.4 | 0 | 0.52
099003220 | Paint, concrete floor, 2 coats | Sf | 0.21 | 0.015 | 0.67 | 0 | 0.88
099003230 | Paint, concrete floor, 3 coats | Sf | 0.26 | 0.019 | 0.85 | 0 | 1.11
099003350 | Paint, wood floor, 1 coat | Sf | 0.12 | 0.009 | 0.4 | 0 | 0.52
099003360 | Paint, wood floor, 2 coats | Sf | 0.21 | 0.015 | 0.67 | 0 | 0.88
099003370 | Paint, wood floor, 3 coats | Sf | 0.26 | 0.019 | 0.85 | 0 | 1.11
099003410 | Stain/varnish, wood floor, 1 coat | Sf | 0.12 | 0.009 | 0.4 | 0 | 0.52
099003420 | Stain/varnish, wood floor, 2 coats | Sf | 0.21 | 0.015 | 0.67 | 0 | 0.88
099003430 | Stain/varnish, wood floor, 3 coats | Sf | 0.26 | 0.019 | 0.85 | 0 | 1.11
099004210 | Paint interior window, 15 Sf, 1 side, 1 coat | Ea | 1.15 | 0.6 | 26.7 | 0 | 27.85
099004220 | Paint interior window, 15 Sf, 1 side, 2 coats | Ea | 1.85 | 1 | 44.5 | 0 | 46.35
099004230 | Paint interior window, 15 Sf, 1 side, 3 coats | Ea | 2.75 | 1.3 | 57.85 | 0 | 60.6
099004250 | Paint interior window, 30 Sf, 1 side, 1 coat | Ea | 2.1 | 1.1 | 48.95 | 0 | 51.05
099004260 | Paint interior window, 30 Sf, 1 side, 2 coats | Ea | 3.8 | 1.8 | 80.1 | 0 | 83.9
099004270 | Paint interior window, 30 Sf, 1 side, 3 coats | Ea | 5.6 | 2.35 | 104.58 | 0 | 110.18
099004310 | Paint interior door, flush, 3'-0" wide, 1 coat | Ea | 3.75 | 0.44 | 19.58 | 0 | 23.33
099004320 | Paint interior door, flush, 3'-0" wide, 2 coats | Ea | 6.05 | 0.7 | 31.15 | 0 | 37.2
099004330 | Paint interior door, flush, 3'-0" wide, 3 coats | Ea | 8.75 | 1 | 44.5 | 0 | 53.25
099004410 | Paint interior panel door, 3'-0" wide, 1 coat | Ea | 4 | 0.48 | 21.36 | 0 | 25.36
099004420 | Paint interior panel door, 3'-0" wide, 2 coats | Ea | 6.1 | 0.75 | 33.38 | 0 | 39.48
099004430 | Paint interior panel door, 3'-0" wide, 3 coats | Ea | 8.9 | 1.1 | 48.95 | 0 | 57.85
099004510 | Paint folding door, 1 coat | Ea | 4.15 | 0.49 | 21.81 | 0 | 25.96
099004520 | Paint folding door, 2 coats | Ea | 6.7 | 0.77 | 34.27 | 0 | 40.97
099004530 | Paint folding door, 3 coats | Ea | 9.3 | 1.15 | 51.18 | 0 | 60.48
099004610 | Paint door frame & trim, 1 coat | Lf | 0.15 | 0.02 | 0.89 | 0 | 1.04
099004620 | Paint door frame & trim, 2 coats | Lf | 0.3 | 0.028 | 1.25 | 0 | 1.55
099004630 | Paint door frame & trim, 3 coats | Lf | 0.37 | 0.038 | 1.69 | 0 | 2.06
099004710 | Paint, cabinets/casework, 1 coat | Sf | 0.08 | 0.013 | 0.58 | 0 | 0.66
099004720 | Paint, cabinets/casework, 2 coats | Sf | 0.16 | 0.025 | 1.11 | 0 | 1.27
099004730 | Paint, cabinets/casework, 3 coats | Sf | 0.27 | 0.037 | 1.65 | 0 | 1.92
099004750 | Stain, cabinets/casework, 1 coat | Sf | 0.08 | 0.013 | 0.58 | 0 | 0.66
099004760 | Stain, cabinets/casework, 2 coats | Sf | 0.14 | 0.025 | 1.11 | 0 | 1.25
099004770 | Stain, cabinets/casework, 3 coats | Sf | 0.26 | 0.037 | 1.65 | 0 | 1.91
099004850 | Varnish, cabinets/casework, 3 coats | Sf | 0.32 | 0.035 | 1.56 | 0 | 1.88
099005210 | Paint, wood trim, 1 coat | Lf | 0.05 | 0.009 | 0.4 | 0 | 0.45
099005220 | Paint, wood trim, 2 coats | Lf | 0.08 | 0.014 | 0.62 | 0 | 0.7
099005230 | Paint, wood trim, 3 coats | Lf | 0.11 | 0.018 | 0.8 | 0 | 0.91
099005310 | Paint, baseboard, 1 coat | Lf | 0.05 | 0.009 | 0.4 | 0 | 0.45
099005320 | Paint, baseboard, 2 coats | Lf | 0.08 | 0.014 | 0.62 | 0 | 0.7
099005330 | Paint, baseboard, 3 coats | Lf | 0.11 | 0.018 | 0.8 | 0 | 0.91
099005450 | Paint, fireplace mantel, 1 coat | Lf | 0.35 | 0.03 | 1.34 | 0 | 1.69
099005460 | Paint, fireplace mantel, 2 coats | Lf | 0.6 | 0.051 | 2.27 | 0 | 2.87
099005470 | Paint, fireplace mantel, 3 coats | Lf | 0.9 | 0.072 | 3.2 | 0 | 4.1
099005510 | Paint, corbel, 1 coat | Ea | 1.2 | 0.2 | 8.9 | 0 | 10.1
099005520 | Paint, corbel, 2 coats | Ea | 1.85 | 0.35 | 15.58 | 0 | 17.43
099005530 | Paint, corbel, 3 coats | Ea | 2.35 | 0.5 | 22.25 | 0 | 24.6
099005550 | Paint, crown molding, 1 coat | Lf | 0.16 | 0.022 | 0.98 | 0 | 1.14
099005560 | Paint, crown molding, 2 coat | Lf | 0.29 | 0.037 | 1.65 | 0 | 1.94
099005570 | Paint, crown molding, 3 coat | Lf | 0.39 | 0.05 | 2.23 | 0 | 2.62
099005610 | Paint, cornice, simple, 1 coat | Sf | 0.07 | 0.012 | 0.53 | 0 | 0.6
099005620 | Paint, cornice, simple, 2 coat | Sf | 0.13 | 0.022 | 0.98 | 0 | 1.11
099005630 | Paint, cornice, simple, 3 coat | Sf | 0.22 | 0.03 | 1.34 | 0 | 1.56
099005660 | Paint, ceiling medallion, 3 Ft D, 1 coat | Ea | 0.52 | 0.3 | 13.35 | 0 | 13.87
099005670 | Paint, ceiling medallion, 3 Ft D, 2 coat | Ea | 0.9 | 0.55 | 24.48 | 0 | 25.38
099005680 | Paint, ceiling medallion, 3 Ft D, 3 coat | Ea | 1.4 | 0.8 | 35.6 | 0 | 37
099005710 | Paint, stair riser, 1 coat | Ea | 0.75 | 0.065 | 2.89 | 0 | 3.64
099005720 | Paint, stair riser, 2 coats | Ea | 1.2 | 0.105 | 4.67 | 0 | 5.87
099005730 | Paint, stair riser, 3 coats | Ea | 1.55 | 0.14 | 6.23 | 0 | 7.78
099005760 | Paint, stair balustrade, 1 coat | Lf | 1.1 | 0.178 | 7.92 | 0 | 9.02
099005770 | Paint, stair balustrade, 2 coats | Lf | 1.55 | 0.338 | 15.04 | 0 | 16.59
099005780 | Paint, stair balustrade, 3 coats | Lf | 2 | 0.508 | 22.61 | 0 | 24.61
099006110 | Paint, wainscot, 1 coat | Sf | 0.1 | 0.009 | 0.4 | 0 | 0.5
099006120 | Paint, wainscot, 2 coats | Sf | 0.16 | 0.016 | 0.71 | 0 | 0.87
099006130 | Paint, wainscot, 3 coats | Sf | 0.26 | 0.023 | 1.02 | 0 | 1.28
099006250 | Varnish, wood, sealer & 1 coat | Sf | 0.08 | 0.02 | 0.89 | 0 | 0.97
099006270 | Varnish, hardwood flooring, 2 coats | Sf | 0.16 | 0.004 | 0.18 | 0 | 0.34
09910 | PAINT EXTERIOR
099102110 | Sealer, masonry, 1 coat | Sf | 0.12 | 0.01 | 0.45 | 0 | 0.57
099102120 | Sealer, masonry, 2 coat | Sf | 0.21 | 0.018 | 0.8 | 0 | 1.01
099102130 | Sealer, masonry, 3 coat | Sf | 0.29 | 0.025 | 1.11 | 0 | 1.4
099102160 | Paint, masonry, 1 coat | Sf | 0.11 | 0.01 | 0.45 | 0 | 0.56
099102170 | Paint, masonry, 2 coats | Sf | 0.19 | 0.018 | 0.8 | 0 | 0.99
099102180 | Paint, masonry, 3 coats | Sf | 0.27 | 0.025 | 1.11 | 0 | 1.38
099102210 | Paint, brick, 1 coat | Sf | 0.11 | 0.01 | 0.45 | 0 | 0.56
099102220 | Paint, brick, 2 coats | Sf | 0.19 | 0.018 | 0.8 | 0 | 0.99
099102230 | Paint, brick, 3 coats | Sf | 0.25 | 0.025 | 1.11 | 0 | 1.36
099102260 | Paint, concrete block, 1 coat | Sf | 0.12 | 0.01 | 0.45 | 0 | 0.57
099102270 | Paint, concrete block, 2 coats | Sf | 0.21 | 0.018 | 0.8 | 0 | 1.01
099102280 | Paint, concrete block, 3 coats | Sf | 0.26 | 0.025 | 1.11 | 0 | 1.37
099102290 | Paint, stucco, 1 coat | Sf | 0.12 | 0.01 | 0.45 | 0 | 0.57
099102292 | Paint, stucco, 2 coats | Sf | 0.21 | 0.018 | 0.8 | 0 | 1.01
099102294 | Paint, stucco, 3 coats | Sf | 0.26 | 0.025 | 1.11 | 0 | 1.37
099104110 | Paint, wood fence, 4' high, 1 coat | Lf | 0.65 | 0.055 | 2.45 | 0 | 3.1
099104120 | Paint, wood fence, 4' high, 2 coats | Lf | 1.2 | 0.11 | 4.9 | 0 | 6.1
099104130 | Paint, wood fence, 4' high, 3 coats | Lf | 1.6 | 0.144 | 6.41 | 0 | 8.01
099104710 | Paint, entry door & frame, 1 coat | Ea | 7.65 | 0.95 | 42.28 | 0 | 49.93
099104720 | Paint, entry door & frame, 2 coats | Ea | 12.5 | 1.45 | 64.53 | 0 | 77.03
099104730 | Paint, entry door & frame, 3 coats | Ea | 17 | 2.25 | 100.13 | 0 | 117.13
099104810 | Paint, patio door, 1 coat | Ea | 3.35 | 0.62 | 27.59 | 0 | 30.94
099104820 | Paint, patio door, 2 coats | Ea | 5.5 | 1.25 | 55.63 | 0 | 61.13
099104830 | Paint, patio door, 3 coats | Ea | 6.7 | 1.45 | 64.53 | 0 | 71.23
099104860 | Paint exterior window, 15 Sf, 1 side, 1 coat | Ea | 1.55 | 0.7 | 31.15 | 0 | 32.7
099104870 | Paint exterior window, 15 Sf, 1 side, 2 coat | Ea | 2.15 | 1.1 | 48.95 | 0 | 51.1
099104880 | Paint exterior window, 15 Sf, 1 side, 3 coat | Ea | 3.35 | 1.4 | 62.3 | 0 | 65.65
099104910 | Paint, garage door, 2 sides, 1 coat | Sf | 0.38 | 0.03 | 1.34 | 0 | 1.72
099104920 | Paint, garage door, 2 sides, 2 coats | Sf | 0.7 | 0.045 | 2 | 0 | 2.7
099104930 | Paint, garage door, 2 sides, 3 coats | Sf | 0.95 | 0.06 | 2.67 | 0 | 3.62
099107110 | Paint, wood fence, 6' high, 1 coat | Lf | 1.3 | 0.08 | 3.56 | 0 | 4.86
099107120 | Paint, wood fence, 6' high, 2 coats | Lf | 2.25 | 0.152 | 6.76 | 0 | 9.01
099107130 | Paint, wood fence, 6' high, 3 coats | Lf | 3 | 0.203 | 9.03 | 0 | 12.03
099107210 | Paint, picket fence, 4' high, 1 coat | Lf | 0.95 | 0.059 | 2.63 | 0 | 3.58
099107220 | Paint, picket fence, 4' high, 2 coats | Lf | 1.75 | 0.119 | 5.3 | 0 | 7.05
099107230 | Paint, picket fence, 4' high, 3 coats | Lf | 2.25 | 0.161 | 7.16 | 0 | 9.41
099107310 | Paint, iron fence, 4' high, 1 coat | Lf | 0.8 | 0.08 | 3.56 | 0 | 4.36
099107320 | Paint, iron fence, 4' high, 2 coats | Lf | 1.55 | 0.161 | 7.16 | 0 | 8.71
099107330 | Paint, iron fence, 4' high, 3 coats | Lf | 1.85 | 0.18 | 8.01 | 0 | 9.86
099107410 | Paint, exterior siding, stucco, 1 coat | Sf | 0.07 | 0.006 | 0.27 | 0 | 0.34
099107420 | Paint, exterior siding, stucco, 2 coats | Sf | 0.13 | 0.011 | 0.49 | 0 | 0.62
099107430 | Paint, exterior siding, stucco, 3 coats | Sf | 0.24 | 0.016 | 0.71 | 0 | 0.95
099107510 | Paint, exterior siding, wood shingle, 1 coat | Sf | 0.09 | 0.008 | 0.36 | 0 | 0.45
099107520 | Paint, exterior siding, wood shingle, 2 coats | Sf | 0.16 | 0.015 | 0.67 | 0 | 0.83
099107530 | Paint, exterior siding, wood shingle, 3 coats | Sf | 0.27 | 0.022 | 0.98 | 0 | 1.25
099107550 | Paint, exterior siding, aluminum, 1 coat | Sf | 0.05 | 0.007 | 0.31 | 0 | 0.36
099107560 | Paint, exterior siding, aluminum, 2 coats | Sf | 0.1 | 0.007 | 0.31 | 0 | 0.41
099107570 | Paint, exterior siding, aluminum, 3 coats | Sf | 0.16 | 0.007 | 0.31 | 0 | 0.47
099107610 | Paint, exterior siding, wood, 1 coat | Sf | 0.07 | 0.013 | 0.58 | 0 | 0.65
099107620 | Paint, exterior siding, wood, 2 coats | Sf | 0.13 | 0.025 | 1.11 | 0 | 1.24
099107630 | Paint, exterior siding, wood, 3 coats | Sf | 0.24 | 0.036 | 1.6 | 0 | 1.84
099107710 | Paint, exterior fascia, 1" x 6", 1 coat | Lf | 0.07 | 0.01 | 0.45 | 0 | 0.52
099107720 | Paint, exterior fascia, 1" x 6", 2 coats | Lf | 0.13 | 0.02 | 0.89 | 0 | 1.02
099107730 | Paint, exterior fascia, 1" x 6", 3 coats | Lf | 0.22 | 0.029 | 1.29 | 0 | 1.51
099107760 | Paint, exterior moulding, up to 12" W, 1 coat | Lf | 0.08 | 0.012 | 0.53 | 0 | 0.61
099107770 | Paint, exterior moulding, up to 12" W, 2 coats | Lf | 0.14 | 0.022 | 0.98 | 0 | 1.12
099107780 | Paint, exterior moulding, up to 12" W, 3 coats | Lf | 0.24 | 0.031 | 1.38 | 0 | 1.62
099107810 | Paint, window shutter/blind, 1 panel, 1 coat | Ea | 0.71 | 0.45 | 20.03 | 0 | 20.74
099107820 | Paint, window shutter/blind, 1 panel, 2 coats | Ea | 1.25 | 0.7 | 31.15 | 0 | 32.4
099107830 | Paint, window shutter/blind, 1 panel, 3 coats | Ea | 1.45 | 0.95 | 42.28 | 0 | 43.73
099107860 | Paint, trellis, with support, 2 sides, 1 coat | Sf | 0.19 | 0.03 | 1.34 | 0 | 1.53
099107870 | Paint, trellis, with support, 2 sides, 2 coats | Sf | 0.35 | 0.055 | 2.45 | 0 | 2.8
099107910 | Sealer, decking, 1 coat | Sf | 0.07 | 0.007 | 0.31 | 0 | 0.38
099107920 | Sealer, decking, 2 coats | Sf | 0.13 | 0.013 | 0.58 | 0 | 0.71
099107930 | Sealer, decking, 3 coats | Sf | 0.24 | 0.019 | 0.85 | 0 | 1.09
099107960 | Paint, decking, 1 coat | Sf | 0.08 | 0.007 | 0.31 | 0 | 0.39
099107970 | Paint, decking, 2 coats | Sf | 0.14 | 0.013 | 0.58 | 0 | 0.72
099107980 | Paint, decking, 3 coats | Sf | 0.26 | 0.019 | 0.85 | 0 | 1.11
099108010 | Paint, gutter/downspout, 1 coat | Lf | 0.1 | 0.018 | 0.8 | 0 | 0.9
099108020 | Paint, gutter/downspout, 2 coats | Lf | 0.19 | 0.033 | 1.47 | 0 | 1.66
099108030 | Paint, gutter/downspout, 3 coats | Lf | 0.27 | 0.046 | 2.05 | 0 | 2.32
099108110 | Paint, metal roofing, 1 coat | Sf | 0.1 | 0.02 | 0.89 | 0 | 0.99
099108120 | Paint, metal roofing, 2 coats | Sf | 0.25 | 0.032 | 1.42 | 0 | 1.67
099108130 | Paint, metal roofing, 3 coats | Sf | 0.37 | 0.042 | 1.87 | 0 | 2.24
099108410 | Stain, shingles/shakes, 1 coat | Sf | 0.1 | 0.014 | 0.62 | 0 | 0.72
099108420 | Stain, shingles/shakes, 2 coats | Sf | 0.22 | 0.021 | 0.93 | 0 | 1.15
099108430 | Stain, shingles/shakes, 3 coats | Sf | 0.3 | 0.028 | 1.25 | 0 | 1.55
099108510 | Paint, column, incl head and base, 1 coat | Sf | 0.1 | 0.009 | 0.4 | 0 | 0.5
099108520 | Paint, column, incl head and base, 2 coats | Sf | 0.16 | 0.017 | 0.76 | 0 | 0.92
099108530 | Paint, column, incl head and base, 3 coats | Sf | 0.27 | 0.025 | 1.11 | 0 | 1.38
099108590 | Paint, sw pool, 20' x 36', 3 coats epoxy | Lot | 810 | 40 | 1780 | 60 | 2650
099108592 | Paint, sw pool, 20' x 36', 3 coats rubber base | Lot | 975 | 40 | 1780 | 60 | 2815
PAINT METALS
099108610 | Paint, pipe, 4" dia or less, 1 coat | Sf | 0.09 | 0.014 | 0.62 | 0 | 0.71
099108610 | Paint, pipe, 4" dia or less, 2 coats | Sf | 0.16 | 0.022 | 0.98 | 0 | 1.14
099108850 | Paint, structural steel, light, 2 coats | Sf | 0.13 | 0.018 | 0.8 | 0 | 0.93
09950 | WALL COVERINGS
099501250 | Vinyl wallcovering, standard grade | Sf | 1.4 | 0.015 | 0.8 | 0 | 2.2
099501260 | Vinyl wallcovering, medium grade | Sf | 1.6 | 0.015 | 0.8 | 0 | 2.4
099501270 | Vinyl wallcovering, premium grade | Sf | 2.75 | 0.015 | 0.8 | 0 | 3.55
099503120 | Cloth wallcovering | Sf | 1.9 | 0.017 | 0.91 | 0 | 2.81
099503130 | Cork wallcovering | Sf | 3 | 0.03 | 1.6 | 0 | 4.6
12300 | MANUFACTURED CASEWORK
123001210 | Metal cabinet, base | Lf | 180 | 0.5 | 26.63 | 0 | 206.63
123001220 | Metal cabinet, wall | Lf | 170 | 1.25 | 66.56 | 0 | 236.56
123001230 | Metal wardrobe, full height, 36" wide | Ea | 670 | 1 | 53.25 | 0 | 723.25
123001240 | Classroom cabinets, full height | Lf | 250 | 0.5 | 26.63 | 0 | 276.63
123002110 | Kitchen base cabinet, no top, 24" D, 12" W | Ea | 225 | 0.75 | 39.94 | 0 | 264.94
123002114 | Kitchen base cabinet, no top, 24" D, 18" W | Ea | 260 | 0.95 | 50.59 | 0 | 310.59
123002120 | Kitchen base cabinet, no top, 24" D, 24" W | Ea | 310 | 1.25 | 66.56 | 0 | 376.56
123002130 | Kitchen base cabinet, no top, 24" D, 36" W | Ea | 425 | 1.65 | 87.86 | 0 | 512.86
123002140 | Kitchen base cabinet, no top, 24" D, 48" W | Ea | 515 | 1.75 | 93.19 | 0 | 608.19
123002160 | Base corner cabinet, no top, 24" D, 36"W | Ea | 305 | 1.7 | 90.53 | 0 | 395.53
123002180 | Base corner cabinet, lazy susan, no top, 36" x 36" | Ea | 400 | 1.95 | 103.84 | 0 | 503.84
123002190 | 4 Drawer base cabinet, no top, 24" D, 18" W | Ea | 260 | 1.5 | 79.88 | 0 | 339.88
123002192 | 4 Drawer base cabinet, no top, 24" D, 24" W | Ea | 310 | 1.65 | 87.86 | 0 | 397.86
123002200 | Island base cabinet, 24" D, 24" W | Ea | 390 | 1 | 53.25 | 0 | 443.25
123002210 | Island base cabinet, 24" D, 48" W | Ea | 550 | 1.15 | 61.24 | 0 | 611.24
123002250 | Sink/range base cabinet, 2 doors, 24" D, 36" W | Ea | 285 | 1 | 53.25 | 0 | 338.25
123002255 | Sink/range base cabinet, 2 doors, 24" D, 48" W | Ea | 365 | 1.25 | 66.56 | 0 | 431.56
123003220 | Kitchen wall cabinet, 12" D, 15" H, 30" W | Ea | 225 | 1.25 | 66.56 | 0 | 291.56
123003230 | Kitchen wall cabinet, 12" D, 24" H, 30" W | Ea | 240 | 1.45 | 77.21 | 0 | 317.21
123003240 | Kitchen wall cabinet, 12" D, 30" H, 30" W | Ea | 285 | 1.65 | 87.86 | 0 | 372.86
123003410 | Range cabinet, 21" H, 12" D, 24"W | Ea | 145 | 0.85 | 45.26 | 0 | 190.26
123003420 | Range cabinet, 21" H, 12" D, 36"W | Ea | 170 | 1 | 53.25 | 0 | 223.25
123003430 | Range cabinet, 21" H, 12" D, 48"W | Ea | 200 | 1.1 | 58.58 | 0 | 258.58
123004110 | Custom wood cabinets, base | Lf | 170 | 1.15 | 61.24 | 0 | 231.24
123004120 | Custom wood cabinets, wall | Lf | 145 | 1 | 53.25 | 0 | 198.25
123004130 | Custom wood cabinets, full height | Lf | 285 | 1.5 | 79.88 | 0 | 364.88
123005130 | Bathroom vanity cabinet, min | Lf | 140 | 0.45 | 23.96 | 0 | 163.96
123009110 | Remove lower kitchen cabinet, dispose | Lf | 0 | 0.35 | 13.74 | 0 | 13.74
123009120 | Remove upper kitchen cabinet, dispose | Lf | 0 | 0.35 | 13.74 | 0 | 13.74
123009130 | Remove kitchen countertop, dispose | Lf | 0 | 0.25 | 9.81 | 0 | 9.81
123009140 | Remove vanity cabinet, dispose | Lf | 0 | 0.45 | 17.66 | 0 | 17.66
123009150 | Remove vanity cabinet, plumbing, dispose | Ea | 0 | 1.95 | 76.54 | 0 | 76.54
123009160 | Remove old vanity, replace, connect plumbing | Ea | 0 | 3 | 117.75 | 0 | 117.75
12500 | WINDOW TREATMENT
125001310 | Shades, roll-up, basic | Sf | 5.75 | 0.015 | 0.8 | 0 | 6.55
125001330 | Shades, roll-up, premium | Sf | 8.75 | 0.02 | 1.07 | 0 | 9.82
125001350 | Mini blinds, aluminum | Sf | 5.15 | 0.015 | 0.8 | 0 | 5.95

## Equipment
Costcode | Description | Unit | MATERIALCost/Unit | Labor Hrs/Unit | LABOR Cost/Unit | OTHER Cost/Unit | TOTAL Cost/Unit
EQUIPMENT
10150 | COMPARTMENTS AND CUBICLES
101501210 | Toilet partitions, plastic, floor mounted | Ea | 745 | 4 | 213 | 0 | 958
101501220 | Shower compartment, steel | Ea | 1275 | 4.25 | 226.31 | 0 | 1501.31
101501250 | Shower stalls, fiberglass | Ea | 480 | 2.75 | 146.44 | 0 | 626.44
101502120 | Baby change station | Ea | 260 | 0.75 | 39.94 | 0 | 299.94
10400 | IDENTIFYING DEVICES
104002110 | Plastic signs, engraved, 6"x12" | Ea | 48 | 0.4 | 21.3 | 0 | 69.3
104002210 | Metal engraved plaque, bronze, 8"x12" | Ea | 610 | 1 | 53.25 | 0 | 663.25
104002250 | Plastic door signs, interior, 4"x10" | Ea | 52.5 | 0.1 | 5.33 | 0 | 57.83
104002350 | Tack board, 2'x3' | Ea | 62 | 0.2 | 10.65 | 0 | 72.65
10520 | FIRE PROTECTION SPECIALTIES
105201220 | Fire extinguisher, 3 Gal. | Ea | 105 | 0.5 | 26.63 | 0 | 131.63
105201250 | Fire extinguisher cabinet, medium | Ea | 295 | 1.5 | 79.88 | 0 | 374.88
10550 | POSTAL SPECIALTIES
105501210 | Mailbox, metal | Ea | 165 | 1 | 53.25 | 0 | 218.25
105501220 | Letter slot | Ea | 95 | 0.75 | 39.94 | 0 | 134.94
105501250 | Vertical mailbox, 3 unit | Ea | 105 | 1.25 | 66.56 | 0 | 171.56
105501260 | Wall safe, medium | Ea | 610 | 4 | 213 | 0 | 823
10600 | PARTITIONS
106001210 | Accordeon partition, 12' high, vinyl | Sf | 12 | 0.25 | 13.31 | 0 | 25.31
106001220 | Office partitions, half height | Lf | 80 | 0.15 | 7.99 | 0 | 87.99
106001230 | Office partitions, full height | Lf | 120 | 0.2 | 10.65 | 0 | 130.65
106001240 | Demountable partitions | Sf | 17 | 0.2 | 10.65 | 0 | 27.65
10800 | TOILET AND BATH ACCESSORIES
108001210 | Wall urns, recessed | Ea | 165 | 2.25 | 119.81 | 0 | 284.81
108001230 | Wall urns, surface mounted | Ea | 100 | 1.5 | 79.88 | 0 | 179.88
108001250 | Waste receptacle, recessed | Ea | 320 | 1.5 | 79.88 | 0 | 399.88
108001270 | Waste receptacle, surface mounted | Ea | 105 | 0.5 | 26.63 | 0 | 131.63
108001310 | Hand dryer, surface mounted | Ea | 615 | 1.25 | 66.56 | 0 | 681.56
108001330 | Sanitary napkin dispenser, surface mounted | Ea | 465 | 1.2 | 63.9 | 0 | 528.9
108001350 | Toilet tissue dispenser, SS, recessed | Ea | 70 | 0.75 | 39.94 | 0 | 109.94
108001370 | Toilet tissue dispenser, SS, surface mounted | Ea | 45 | 0.25 | 13.31 | 0 | 58.31
108001390 | Towel dispenser, SS, recessed | Ea | 160 | 1.25 | 66.56 | 0 | 226.56
108001410 | Towel dispenser, SS, surface mounted | Ea | 72 | 0.5 | 26.63 | 0 | 98.63
108001430 | Towel bar, SS, 24" | Ea | 72 | 0.25 | 13.31 | 0 | 85.31
108001450 | Towel bar, chrome, 24" | Ea | 48 | 0.25 | 13.31 | 0 | 61.31
108001470 | Shower rod, SS, 1" dia | Ea | 100 | 0.4 | 21.3 | 0 | 121.3
108001490 | Grab bar, SS, 36" | Ea | 82.5 | 0.5 | 26.63 | 0 | 109.13
108001510 | Medicine cabinet with mirror, 18"x20", recessed | Ea | 110 | 1.25 | 66.56 | 0 | 176.56
108001550 | Mirror, no frame, 18"x30" | Ea | 85 | 0.5 | 26.63 | 0 | 111.63
108001570 | Mirror, SS frame, 18"x30" | Ea | 190 | 1 | 53.25 | 0 | 243.25
108001610 | Clothes hook, double, SS | Ea | 17 | 0.25 | 13.31 | 0 | 30.31
11020 | SECURITY AND VAULT EQUIPMENT
110201210 | Fireroom door, fireproof, 36" wide | Ea | 4225 | 8 | 670 | 0 | 4895
110201230 | Video surveillance system, basic | Ea | 1775 | 3.25 | 272.19 | 0 | 2047.19
110201250 | Video surveillance system, advanced | Ea | 7350 | 20 | 1675 | 0 | 9025
110202150 | Office safe, medium, fire rated | Ea | 750 | 1.6 | 134 | 0 | 884
11050 | LIBRARY AND CLASS EQUIPMENT
110502150 | Class seating, per seat | Ea | 150 | 2.5 | 133.13 | 0 | 283.13
110502250 | Wardrobes for students, 24" wide | Ea | 750 | 2.25 | 119.81 | 0 | 869.81
110502290 | Projection screen, ceiling mounted | Sf | 5.9 | 0.02 | 1.07 | 0 | 6.97
11110 | LAUNDRY AND CLEANING EQUIPMENT
111102110 | Coin washer, 16 lbs | Ea | 1550 | 3 | 159.75 | 0 | 1709.75
111102130 | Coin dryer | Ea | 825 | 2 | 106.5 | 0 | 931.5
111102150 | Presser, manual operation | Ea | 4275 | 4 | 213 | 0 | 4488
11400 | FOOD SERVICE EQUIPMENT
114001120 | Gas range, 4 burner | Ea | 2050 | 2 | 106.5 | 0 | 2156.5
114001130 | Gas range, 6 burner | Ea | 3350 | 2.25 | 119.81 | 0 | 3469.81
114001140 | Refrigerator, under counter, 12 Cf | Ea | 1700 | 4 | 213 | 0 | 1913
114001150 | Freezer, under counter type, 12 Cf | Ea | 1600 | 4 | 213 | 0 | 1813
114001160 | Dishwasher, under counter, rack type | Ea | 4275 | 4 | 213 | 0 | 4488
114001190 | Garbage disposer, 1 Hp | Ea | 1450 | 1.25 | 66.56 | 0 | 1516.56
114001210 | Mixer, 20 quart | Ea | 4100 | 1 | 53.25 | 0 | 4153.25
114001250 | Refrigerated display case, 2 deck | Ea | 1030 | 8 | 426 | 0 | 1456
114001270 | Exhaust hood, 6', SS | Ea | 1200 | 4 | 213 | 0 | 1413
114001350 | Ice maker, 300 lbs per day | Ea | 3050 | 8 | 426 | 0 | 3476
114001410 | Sink, SS, 48" long | Ea | 1000 | 2.25 | 119.81 | 0 | 1119.81
114001510 | Shelving, aluminum, 3 level | Ea | 245 | 1 | 53.25 | 0 | 298.25
114001550 | Work table, SS, 48" long | Ea | 850 | 1 | 53.25 | 0 | 903.25
11450 | RESIDENTIAL EQUIPMENT
114501210 | Garbage disposal | Ea | 425 | 3.75 | 199.69 | 0 | 624.69
114501250 | Range hood, SS, 48" wide | Ea | 850 | 3.5 | 186.38 | 0 | 1036.38
114501270 | Gas range, built-in | Ea | 1900 | 4.25 | 226.31 | 0 | 2126.31
114501290 | Gas range, free standing | Ea | 1030 | 2 | 106.5 | 0 | 1136.5
114501310 | Electric range, built-in | Ea | 1650 | 2.5 | 133.13 | 0 | 1783.13
114501390 | Electric range, free standing | Ea | 925 | 1.5 | 79.88 | 0 | 1004.88
114501450 | Electric heater | Ea | 425 | 1 | 53.25 | 0 | 478.25
114501510 | Ceiling fan, basic | Ea | 310 | 3 | 159.75 | 0 | 469.75
114501550 | Ceiling fan, premium | Ea | 900 | 5.25 | 279.56 | 0 | 1179.56
114501610 | Dishwasher | Ea | 560 | 2.5 | 133.13 | 0 | 693.13
14200 | ELEVATORS
142001210 | Passenger, hydraulic, 100 fpm, 6 stop | Ea | 0 | 0 | 0 | 106000 | 106000
142001220 | Passenger, hydraulic, 150 fpm, 6 stop | Ea | 0 | 0 | 0 | 140000 | 140000
142001230 | Passenger, geared, 100 fpm, 6 stop | Ea | 0 | 0 | 0 | 125000 | 125000
142001240 | Passenger, geared, 150 fpm, 6 stop | Ea | 0 | 0 | 0 | 145000 | 145000
142002150 | Freight elevator, 3000 lbs, 100 fpm, 2 stop | Ea | 0 | 0 | 0 | 58000 | 58000
14300 | MOVING STAIRS AND WALKS
143001250 | Escalator, 15' rise, 36" wide | Ea | 0 | 0 | 0 | 165000 | 165000
143001270 | Pneumatic tube, 3" dia, 75' pipe | Ea | 0 | 0 | 0 | 5500 | 5500
14400 | LIFTS
144001230 | Small lift, 3-5 stops | Ea | 0 | 0 | 0 | 22500 | 22500
144001260 | Vehicle lift, hydraulic | Ea | 0 | 0 | 0 | 17500 | 17500
14500 | MATERIAL HANDLING SYSTEMS
145001410 | Chute, standard quality, steel, 30" dia | Lf | 170 | 5 | 418.75 | 0 | 588.75
145001420 | Storage unit, aluminum | Ea | 745 | 1 | 83.75 | 0 | 828.75
14600 | HOISTS AND CRANES
146001210 | Electric hoist, 1000 lbs | Ea | 0 | 0 | 0 | 8750 | 8750
146001220 | Traveling bridge crane, 20', 5 ton | Ea | 0 | 0 | 0 | 28500 | 28500
146001230 | Jib crane, wall mounted, 1 ton | Ea | 0 | 0 | 0 | 3050 | 3050

## Mechanical
Costcode | Description | Unit | MATERIALCost/Unit | Labor Hrs/Unit | LABOR Cost/Unit | OTHER Cost/Unit | TOTAL Cost/Unit
MECHANICAL
15100 | BASIC MATERIALS AND METHODS
151001110 | Pipe hanger, clevis, 1" | Ea | 3.35 | 0.32 | 17.04 | 0 | 20.39
151001120 | Pipe hanger, clevis, 2" | Ea | 5 | 0.35 | 18.64 | 0 | 23.64
151001130 | Pipe hanger, clevis, 3" | Ea | 8.25 | 0.37 | 19.7 | 0 | 27.95
151001210 | C-clamp, 1/2" | Ea | 3.55 | 0.19 | 10.12 | 0 | 13.67
151001220 | C-clamp, 3/4" | Ea | 7.1 | 0.2 | 10.65 | 0 | 17.75
151001310 | U-bolt, 4" | Ea | 4.85 | 0.13 | 6.92 | 0 | 11.77
151001320 | U-bolt, 6" | Ea | 8 | 0.15 | 7.99 | 0 | 15.99
151001410 | Angle hanger, 1/2" | Ea | 3.75 | 0.19 | 10.12 | 0 | 13.87
151001420 | Angle hanger, 3/4" | Ea | 8 | 0.22 | 11.72 | 0 | 19.72
151001430 | Angle support, steel, 18"x24" | Ea | 175 | 1.1 | 58.58 | 0 | 233.58
151001510 | Pipe clamp, 3" | Ea | 6.55 | 0.32 | 17.04 | 0 | 23.59
151001520 | Pipe clamp, 6" | Ea | 29 | 0.38 | 20.24 | 0 | 49.24
151001610 | J-hook, 1" | Ea | 4 | 0.11 | 5.86 | 0 | 9.86
151001620 | J-hook, 3" | Ea | 7.25 | 0.14 | 7.46 | 0 | 14.71
151001720 | Hanger rod, threaded, 1/2" | Lf | 0.9 | 0.01 | 0.53 | 0 | 1.43
151001750 | Hanger rod, threaded, 1/2" | Lf | 2.65 | 0.01 | 0.53 | 0 | 3.18
15250 | MECHANICAL INSULATION
152502110 | Pipe insulation, fiberglass, 3" dia, 1" thick | Lf | 7.25 | 0.06 | 3.2 | 0 | 10.45
152502120 | Pipe insulation, fiberglass, 6" dia, 1-1/2" thick | Lf | 15.5 | 0.1 | 5.33 | 0 | 20.83
152502130 | Pipe insulation, fiberglass, 12" dia, 2" thick | Lf | 25.75 | 0.18 | 9.59 | 0 | 35.34
152502140 | Pipe insul, fiberglass, exterior, 3" dia, 1" thick | Lf | 9.25 | 0.08 | 4.26 | 0 | 13.51
152502150 | Pipe insul, fiberglass,exterior, 6" dia, 1-1/2" thick | Lf | 12.25 | 0.14 | 7.46 | 0 | 19.71
152502160 | Pipe insul, fiberglass, exterior, 12" dia, 2" thick | Lf | 33 | 0.21 | 11.18 | 0 | 44.18
152502250 | Duct insulation, fiberglass, 2" thick | Sf | 1.65 | 0.02 | 1.07 | 0 | 2.72
15300 | FIRE PROTECTION
153001210 | Sprinkler system, installed | Sf | 0 | 0 | 0 | 3 | 3
153001220 | Sprinkler head | Ea | 9 | 0.4 | 21.3 | 0 | 30.3
153001250 | Alarm valve, 4" | Ea | 935 | 1.55 | 82.54 | 0 | 1017.54
153001260 | Gate valve, 4" | Ea | 1150 | 2 | 106.5 | 0 | 1256.5
153001270 | Check valve, 4" | Ea | 575 | 4.25 | 226.31 | 0 | 801.31
153001280 | Dry valve, 4" | Ea | 1400 | 3.25 | 173.06 | 0 | 1573.06
153001310 | Wall hydrant, two-way outlet | Ea | 1025 | 2 | 106.5 | 0 | 1131.5
153001350 | Fire extinguisher, 20 lbs, CO2 | Ea | 775 | 0.75 | 39.94 | 0 | 814.94
153001390 | Extinguisher cabinet, 12"x24"x8" | Ea | 225 | 1.75 | 93.19 | 0 | 318.19
153002150 | Smoke detector, wired | Ea | 0 | 0 | 0 | 225 | 225
153002170 | Smoke detector, battery | Ea | 23 | 0.25 | 13.31 | 0 | 36.31
153002110 | Fire alarm control panel | Ea | 2250 | 6 | 319.5 | 0 | 2569.5
153003150 | Fire alarm bell | Ea | 130 | 0.5 | 26.63 | 0 | 156.63
153004110 | Heat detector | Ea | 80 | 0.25 | 13.31 | 0 | 93.31
15400 | PLUMBING
154001210 | Black steel, 1/2", Sch 40, threaded | Lf | 2 | 0.045 | 2.4 | 0 | 4.4
154001220 | Black steel, 1/2", Sch 80, threaded | Lf | 2.6 | 0.05 | 2.66 | 0 | 5.26
154001230 | Black steel, 1/2", 90 degree elbow, Sch 40 | Ea | 2.85 | 0.4 | 21.3 | 0 | 24.15
154001240 | Black steel, 1/2", 45 degree elbow, Sch 40 | Ea | 4 | 0.4 | 21.3 | 0 | 25.3
154001310 | Black steel, 1", Sch 40, threaded | Lf | 3.75 | 0.05 | 2.66 | 0 | 6.41
154001320 | Black steel, 1", Sch 80, threaded | Lf | 4.25 | 0.06 | 3.2 | 0 | 7.45
154001330 | Black steel, 1", 90 degree elbow, Sch 40 | Ea | 6 | 0.5 | 26.63 | 0 | 32.63
154001340 | Black steel, 1", 45 degree elbow, Sch 40 | Ea | 6.85 | 0.5 | 26.63 | 0 | 33.48
154001410 | Black steel, 2", Sch 40, threaded | Lf | 8.25 | 0.1 | 5.33 | 0 | 13.58
154001420 | Black steel, 2", Sch 80, threaded | Lf | 9.25 | 0.11 | 5.86 | 0 | 15.11
154001430 | Black steel, 2", 90 degree elbow, Sch 40 | Ea | 22.75 | 0.3 | 15.98 | 0 | 38.73
154001440 | Black steel, 2", 45 degree elbow, Sch 40 | Ea | 31 | 0.3 | 15.98 | 0 | 46.98
154001510 | Black steel, 4", Sch 40, threaded | Lf | 25 | 0.22 | 11.72 | 0 | 36.72
154001520 | Black steel, 4", Sch 80, threaded | Lf | 30 | 0.25 | 13.31 | 0 | 43.31
154001540 | Black steel, 4", 45 degree elbow, Sch 40 | Ea | 115 | 2.1 | 111.83 | 0 | 226.83
154001560 | Black steel, 4", 45 degree elbow, Sch 40 | Ea | 120 | 2.1 | 111.83 | 0 | 231.83
154002110 | Galvanized steel, 1/2", Sch 40 | Lf | 2 | 0.09 | 4.79 | 0 | 6.79
154002120 | Galvanized steel, 1/2", Sch 80 | Lf | 2.85 | 0.1 | 5.33 | 0 | 8.18
154002130 | Galvanized steel, 1/2", 90 degree elbow, Sch 40 | Ea | 2.45 | 0.25 | 13.31 | 0 | 15.76
154002140 | Galvanized steel, 1/2", 45 degree elbow, Sch 40 | Ea | 2.85 | 0.25 | 13.31 | 0 | 16.16
154002210 | Galvanized steel, 1", Sch 40 | Lf | 5.3 | 0.15 | 7.99 | 0 | 13.29
154002220 | Galvanized steel, 1", Sch 80 | Lf | 6.25 | 0.16 | 8.52 | 0 | 14.77
154002230 | Galvanized steel, 1", 90 degree elbow, Sch 40 | Ea | 5.15 | 0.27 | 14.38 | 0 | 19.53
154002240 | Galvanized steel, 1", 45 degree elbow, Sch 40 | Ea | 6.25 | 0.27 | 14.38 | 0 | 20.63
154002310 | Galvanized steel, 2", Sch 40 | Lf | 10 | 0.28 | 14.91 | 0 | 24.91
154002320 | Galvanized steel, 2", Sch 80 | Lf | 11 | 0.3 | 15.98 | 0 | 26.98
154002330 | Galvanized steel, 2", 90 degree elbow, Sch 40 | Ea | 11.65 | 0.45 | 23.96 | 0 | 35.61
154002340 | Galvanized steel, 2", 45 degree elbow, Sch 40 | Ea | 12 | 0.45 | 23.96 | 0 | 35.96
154003110 | Copper pipe, 1/2", Type K | Lf | 3.75 | 0.035 | 1.86 | 0 | 5.61
154003120 | Copper pipe, 1", Type K | Lf | 8.5 | 0.04 | 2.13 | 0 | 10.63
154003130 | Copper pipe, 2", Type K | Lf | 17.5 | 0.055 | 2.93 | 0 | 20.43
154003140 | Copper pipe, 1/2", Type L | Lf | 3.75 | 0.035 | 1.86 | 0 | 5.61
154003150 | Copper pipe, 1", Type L | Lf | 6.5 | 0.04 | 2.13 | 0 | 8.63
154003160 | Copper pipe, 2", Type L | Lf | 14.5 | 0.055 | 2.93 | 0 | 17.43
154003170 | Copper pipe, 1/2", Type M | Lf | 2.6 | 0.035 | 1.86 | 0 | 4.46
154003180 | Copper pipe, 1", Type M | Lf | 4.65 | 0.04 | 2.13 | 0 | 6.78
154003190 | Copper pipe, 2", Type M | Lf | 13 | 0.055 | 2.93 | 0 | 15.93
154003210 | Copper, 1/2" 90 degree elbow | Ea | 1.8 | 0.25 | 13.31 | 0 | 15.11
154003220 | Copper, 1/2" 45 degree elbow | Ea | 2.25 | 0.25 | 13.31 | 0 | 15.56
154003230 | Copper, 1/2" coupling | Ea | 1.35 | 0.28 | 14.91 | 0 | 16.26
154003240 | Copper, 1" 90 degree elbow | Ea | 8.5 | 0.35 | 18.64 | 0 | 27.14
154003250 | Copper, 1" 45 degree elbow | Ea | 10.5 | 0.39 | 20.77 | 0 | 31.27
154003260 | Copper, 1" coupling | Ea | 6 | 0.35 | 18.64 | 0 | 24.64
154003270 | Copper, 2" 90 degree elbow | Ea | 29.5 | 0.45 | 23.96 | 0 | 53.46
154003280 | Copper, 2" 45 degree elbow | Ea | 29 | 0.5 | 26.63 | 0 | 55.63
154003290 | Copper, 2" coupling | Ea | 17 | 0.48 | 25.56 | 0 | 42.56
154004110 | PVC/CPVC, 1/2", Sch 40 | Lf | 2.95 | 0.05 | 2.66 | 0 | 5.61
154004120 | PVC/CPVC, 1", Sch 40 | Lf | 4.25 | 0.06 | 3.2 | 0 | 7.45
154004130 | PVC/CPVC, 2", Sch 40 | Lf | 6.1 | 0.08 | 4.26 | 0 | 10.36
154004140 | PVC/CPVC, 1/2" 90 degree elbow, Sch 40 | Ea | 1.2 | 0.12 | 6.39 | 0 | 7.59
154004150 | PVC/CPVC, 1" 90 degree elbow, Sch 40 | Ea | 1.55 | 0.22 | 11.72 | 0 | 13.27
154004160 | PVC/CPVC, 2" 90 degree elbow, Sch 40 | Ea | 4.15 | 0.4 | 21.3 | 0 | 25.45
154004180 | PVC/CPVC, 1", Sch 80 | Lf | 3.25 | 0.06 | 3.2 | 0 | 6.45
154004190 | PVC/CPVC, 2", Sch 80 | Lf | 5.75 | 0.08 | 4.26 | 0 | 10.01
154004220 | PVC/CPVC, 1" 90 degree elbow, Sch 80 | Ea | 6.7 | 0.4 | 21.3 | 0 | 28
154004230 | PVC/CPVC, 2" 90 degree elbow, Sch 80 | Ea | 8.75 | 0.5 | 26.63 | 0 | 35.38
154004305 | Pex pipe, 1/4" | Lf | 0.4 | 0.04 | 2.13 | 0 | 2.53
154004310 | Pex pipe, 3/8" | Lf | 0.45 | 0.04 | 2.13 | 0 | 2.58
154004320 | Pex pipe, 1/2" | Lf | 0.4 | 0.04 | 2.13 | 0 | 2.53
154004330 | Pex pipe, 3/4" | Lf | 0.55 | 0.045 | 2.4 | 0 | 2.95
154004332 | Pex pipe, 3/8" brass elbow | Ea | 1.9 | 0.08 | 4.26 | 0 | 6.16
154004335 | Pex pipe, 3/8" brass tee | Ea | 3 | 0.08 | 4.26 | 0 | 7.26
154004340 | Pex pipe, 1/2" x 3/8" brass coupling | Ea | 1.9 | 0.11 | 5.86 | 0 | 7.76
154004345 | Pex pipe, 1/2" brass coupling | Ea | 1.25 | 0.1 | 5.33 | 0 | 6.58
154004350 | Pex pipe, 1/2" brass elbow | Ea | 1.6 | 0.1 | 5.33 | 0 | 6.93
154004355 | Pex pipe, 1/2" brass tee | Ea | 2.25 | 0.11 | 5.86 | 0 | 8.11
154004360 | Pex pipe, 1/2" x 1/2" brass adapter | Ea | 1.55 | 0.11 | 5.86 | 0 | 7.41
154004365 | Pex pipe, 1/2" brass plug | Ea | 1.25 | 0.09 | 4.79 | 0 | 6.04
154004370 | Pex pipe, 1/2" pex to pb coupling | Ea | 2.85 | 0.12 | 6.39 | 0 | 9.24
154004375 | Pex pipe, 1/2" brass ball valve | Ea | 6.7 | 0.12 | 6.39 | 0 | 13.09
154004380 | Pex pipe, 1/2" brass female adapter | Ea | 2.25 | 0.1 | 5.33 | 0 | 7.58
154004385 | Pex pipe, 1/2" x 3/4" brass hose bibb | Ea | 6 | 0.14 | 7.46 | 0 | 13.46
154004390 | Pex pipe, 3/4" brass coupling | Ea | 1.9 | 0.11 | 5.86 | 0 | 7.76
154004395 | Pex pipe, 3/4" brass elbow | Ea | 2.25 | 0.12 | 6.39 | 0 | 8.64
154004400 | Pex pipe, 3/4" brass tee | Ea | 2.5 | 0.12 | 6.39 | 0 | 8.89
154004410 | Pex pipe, 3/4" x 3/4" brass adapter | Ea | 2.25 | 0.14 | 7.46 | 0 | 9.71
154004420 | Pex pipe, 3/4" brass plug | Ea | 2.25 | 0.11 | 5.86 | 0 | 8.11
154004430 | Pex pipe, 3/4" pex to pb coupling | Ea | 3.25 | 0.14 | 7.46 | 0 | 10.71
154004440 | Pex pipe, 3/4" brass ball valve | Ea | 1.15 | 0.15 | 7.99 | 0 | 9.14
154004450 | Pex pipe, 3/4" brass male adapter | Ea | 2.73 | 0.14 | 7.46 | 0 | 10.19
154004460 | Pex pipe, 3/4" brass female adapter | Ea | 2.25 | 0.14 | 7.46 | 0 | 9.71
154004470 | Pex pipe, 3/4" x 1/2" brass tee | Ea | 3.45 | 0.14 | 7.46 | 0 | 10.91
154004510 | Stainless steel, 1/2", Sch 40, threaded | Lf | 10.85 | 0.16 | 8.52 | 0 | 19.37
154004520 | Stainless steel, 1", Sch 40, threaded | Lf | 16.5 | 0.2 | 10.65 | 0 | 27.15
154004530 | Stainless steel, 2", Sch 40, threaded | Lf | 30 | 0.22 | 11.72 | 0 | 41.72
154004610 | ABS, 2", Sch 40 | Lf | 5.3 | 0.07 | 3.73 | 0 | 9.03
154004620 | ABS, 4", Sch 40 | Lf | 11.5 | 0.12 | 6.39 | 0 | 17.89
154005110 | Gate valve, bronze, 1-1/2" | Ea | 155 | 0.35 | 18.64 | 0 | 173.64
154005120 | Gate valve, bronze, 2-1/2" | Ea | 460 | 0.65 | 34.61 | 0 | 494.61
154005130 | Gate valve, steel, 1-1/2" | Ea | 560 | 1 | 53.25 | 0 | 613.25
154005140 | Gate valve, steel, 2-1/2" | Ea | 730 | 1.25 | 66.56 | 0 | 796.56
154005150 | Globe valve, iron, 3" | Ea | 670 | 2.5 | 133.13 | 0 | 803.13
154005160 | Globe valve, iron, 6" | Ea | 1135 | 6 | 319.5 | 0 | 1454.5
154006110 | Floor drain, plastic, 3"x3" | Ea | 37.5 | 0.9 | 47.93 | 0 | 85.43
154006120 | Floor drain, cast iron, 3"x3" | Ea | 165 | 1.1 | 58.58 | 0 | 223.58
154006130 | Cleanout, cast iron, 3" | Ea | 155 | 0.8 | 42.6 | 0 | 197.6
154007110 | Water closet, with tank, floor | Ea | 565 | 4 | 213 | 0 | 778
154007120 | Water closet, with tank, wall | Ea | 695 | 4 | 213 | 0 | 908
154007130 | Urinal, wall hung, plastic pipe | Ea | 500 | 4 | 213 | 0 | 713
154007135 | Washer/Dryer hookup | Ea | 39 | 1 | 53.25 | 0 | 92.25
154007140 | Bath tub, 6' long, basic | Ea | 625 | 4 | 213 | 0 | 838
154007150 | Bath tub, 6' long, premium | Ea | 1135 | 6 | 319.5 | 0 | 1454.5
154007160 | Tub and shower, premolded, acrylic | Ea | 800 | 6 | 319.5 | 0 | 1119.5
154007170 | Shower stall, fiberglass | Ea | 825 | 8 | 426 | 0 | 1251
154007180 | Lavatory, countertop, porcelain on CI | Ea | 305 | 4 | 213 | 0 | 518
154007190 | Faucet, kitchen, basic | Ea | 115 | 2 | 106.5 | 0 | 221.5
154007210 | Faucet, kitchen, premium | Ea | 305 | 2.5 | 133.13 | 0 | 438.13
154007220 | Faucet, bath, basic | Ea | 185 | 2.25 | 119.81 | 0 | 304.81
154007230 | Faucet, bath, premium | Ea | 515 | 2.75 | 146.44 | 0 | 661.44
154007240 | Sink, SS, kitchen, 1 bowl, basic | Ea | 225 | 3.25 | 173.06 | 0 | 398.06
154007250 | Sink, SS, kitchen, 1 bowl, premium | Ea | 645 | 4.5 | 239.63 | 0 | 884.63
154007260 | Sink, SS, kitchen, 2 bowl, basic | Ea | 325 | 4 | 213 | 0 | 538
154007270 | Sink, SS, kitchen, 2 bowl, premium | Ea | 725 | 5.5 | 292.88 | 0 | 1017.88
154007280 | Sink, porcelain CI, kitchen, 1 bowl, basic | Ea | 190 | 3.25 | 173.06 | 0 | 363.06
154007290 | Sink, porcelain CI, kitchen, 1 bowl, premium | Ea | 500 | 4.5 | 239.63 | 0 | 739.63
154007310 | Sink, porcelain CI, kitchen, 2 bowl, basic | Ea | 295 | 4 | 213 | 0 | 508
154007320 | Sink, porcelain CI, kitchen, 2 bowl, premium | Ea | 600 | 5.5 | 292.88 | 0 | 892.88
154007330 | Water heater, electric, 30 gallon | Ea | 500 | 2.5 | 133.13 | 0 | 633.13
154007340 | Water heater, electric, 80 gallon | Ea | 875 | 4.5 | 239.63 | 0 | 1114.63
154007410 | Drinking fountain, wall hung | Ea | 575 | 3 | 159.75 | 0 | 734.75
15500 | HEATING, VENTILATING, AIR CONDITIONING
155001250 | Unit heater, gas, 125 MBtu | Ea | 1135 | 4.25 | 226.31 | 0 | 1361.31
155001260 | Unit heater, hot water, 16 MBtu | Ea | 750 | 3.75 | 199.69 | 0 | 949.69
155001270 | Furnace, gas fired, 40 MBH | Ea | 875 | 4.75 | 252.94 | 0 | 1127.94
155001280 | Furnace, gas fired, 60 MBH | Ea | 985 | 5 | 266.25 | 0 | 1251.25
155001290 | Furnace, gas fired, 100 MBH | Ea | 1100 | 5.25 | 279.56 | 0 | 1379.56
155001310 | Boiler, Cast iron, gas, 240 Mbh | Ea | 4300 | 36 | 1917 | 0 | 6217
155001320 | Boiler, Cast iron, electric, 240 Mbh | Ea | 10300 | 18 | 958.5 | 0 | 11258.5
155001450 | Exhaust fan, roof type, 600 cfm | Ea | 1100 | 2.25 | 119.81 | 0 | 1219.81
155002150 | Wood burning stove | Ea | 565 | 2.75 | 146.44 | 0 | 711.44
155002160 | Portable fireplace unit | Ea | 725 | 0 | 0 | 0 | 725
155002170 | Prefab fireplace unit | Ea | 1500 | 4.25 | 226.31 | 0 | 1726.31
155004110 | Pool heater, gas 120 MBH | Ea | 1900 | 4.5 | 239.63 | 0 | 2139.63
155004150 | Wall heater, gas, 24 MBH | Ea | 505 | 2 | 106.5 | 0 | 611.5
155004180 | Humidifier, 30 Lb | Ea | 3050 | 4.25 | 226.31 | 0 | 3276.31
155005110 | Tank, steel, 24 Gal | Ea | 410 | 2.25 | 119.81 | 0 | 529.81
155005150 | Heat pump, 2 Ton | Ea | 2850 | 6 | 319.5 | 0 | 3169.5
155005160 | Heat pump, 5 Ton | Ea | 5650 | 8 | 426 | 0 | 6076
155006110 | Air Conditioner, 3 Ton | Ea | 4700 | 5 | 266.25 | 0 | 4966.25
155006120 | Air Conditioner, 5 Ton | Ea | 6350 | 6 | 319.5 | 0 | 6669.5
155006210 | Thermostat, heat & cool | Ea | 130 | 1 | 53.25 | 0 | 183.25
155006220 | Thermostat, programmable | Ea | 225 | 1 | 53.25 | 0 | 278.25
15880 | AIR DISTRIBUTION
158801210 | Ductwork, galvanized steel | Lb | 23.5 | 0.12 | 6.39 | 0 | 29.89
158801220 | Ductwork, flexible, 6" dia | Lf | 4.25 | 0.06 | 3.2 | 0 | 7.45
158801350 | Damper, 12"x12" | Ea | 92.5 | 0.35 | 18.64 | 0 | 111.14
158801370 | Damper, 20"x20" | Ea | 115 | 0.45 | 23.96 | 0 | 138.96
158801450 | Register, flush, 6"x12" | Ea | 33 | 0.25 | 13.31 | 0 | 46.31
158801460 | Air filter, electronic, 500 CFM | Ea | 1000 | 4 | 213 | 0 | 1213
158801470 | A/C control system | Ea | 3450 | 6 | 319.5 | 0 | 3769.5
158801480 | Diffuser, alum, 12x12 | Ea | 110 | 0.5 | 26.63 | 0 | 136.63
158801490 | Grille, alum, 12x12 | Ea | 36 | 0.2 | 10.65 | 0 | 46.65

## Electrical
Costcode | Description | Unit | MATERIALCost/Unit | Labor Hrs/Unit | LABOR Cost/Unit | OTHER Cost/Unit | TOTAL Cost/Unit
ELECTRICAL
160104110 | Installed, 110 V outlet with cover | Ea | 36 | 1.25 | 66.56 | 0 | 102.56
160104120 | Installed, 220 V outlet with cover | Ea | 185 | 3.75 | 199.69 | 0 | 384.69
160104210 | Installed, switch device | Ea | 45.5 | 1.25 | 66.56 | 0 | 112.06
160104220 | Installed, receptacle device | Ea | 51.5 | 1.55 | 82.54 | 0 | 134.04
160105110 | Installed, burgler alarm, 2 control | Ea | 154.5 | 3.5 | 186.38 | 0 | 340.88
160105150 | Installed, door bell | Ea | 130 | 2.25 | 119.81 | 0 | 249.81
16110 | CONDUITS
161101110 | Galvanized steel conduit, 1/2" | Lf | 2 | 0.05 | 2.66 | 0 | 4.66
161101120 | Galvanized steel conduit, 1" | Lf | 295 | 0.075 | 3.99 | 0 | 298.99
161101130 | Galvanized steel conduit, 2" | Lf | 6.25 | 0.12 | 6.39 | 0 | 12.64
161101140 | Galvanized steel conduit, 1/2", elbow | Ea | 6.25 | 0.3 | 15.98 | 0 | 22.23
161101150 | Galvanized steel conduit, 1", elbow | Ea | 11.5 | 0.5 | 26.63 | 0 | 38.13
161101160 | Galvanized steel conduit, 2", elbow | Ea | 29 | 0.65 | 34.61 | 0 | 63.61
161101210 | EMT conduit, 1/2" | Lf | 0.65 | 0.04 | 2.13 | 0 | 2.78
161101220 | EMT conduit, 1" | Lf | 1.25 | 0.065 | 3.46 | 0 | 4.71
161101230 | EMT conduit, 2" | Lf | 2 | 0.11 | 5.86 | 0 | 7.86
161101240 | EMT conduit, 1/2", elbow | Ea | 4 | 0.12 | 6.39 | 0 | 10.39
161101250 | EMT conduit, 1", elbow | Ea | 4.75 | 0.14 | 7.46 | 0 | 12.21
161101260 | EMT conduit, 2", elbow | Ea | 14 | 0.28 | 14.91 | 0 | 28.91
161101310 | PVC conduit, 1/2" | Lf | 0.75 | 0.04 | 2.13 | 0 | 2.88
161101320 | PVC conduit, 1" | Lf | 1.35 | 0.055 | 2.93 | 0 | 4.28
161101330 | PVC conduit, 2" | Lf | 2.6 | 0.065 | 3.46 | 0 | 6.06
161101340 | PVC conduit, 1/2", elbow | Ea | 2 | 0.13 | 6.92 | 0 | 8.92
161101350 | PVC conduit, 1", elbow | Ea | 2.6 | 0.15 | 7.99 | 0 | 10.59
161101360 | PVC conduit, 2", elbow | Ea | 6.7 | 0.3 | 15.98 | 0 | 22.68
161101410 | Aluminum conduit, 1/2" | Lf | 1.5 | 0.042 | 2.24 | 0 | 3.74
161101420 | Aluminum conduit, 1" | Lf | 2 | 0.07 | 3.73 | 0 | 5.73
161101430 | Aluminum conduit, 2" | Lf | 6.3 | 0.12 | 6.39 | 0 | 12.69
161101510 | Conduit support, 1/2" | Ea | 2.15 | 0.06 | 3.2 | 0 | 5.35
161101520 | Conduit support, 1" | Ea | 2.65 | 0.065 | 3.46 | 0 | 6.11
161101530 | Conduit support, 2" | Ea | 3.55 | 0.07 | 3.73 | 0 | 7.28
161101610 | Channel strap, 1/2" | Ea | 1.65 | 0.07 | 3.73 | 0 | 5.38
161101620 | Channel strap, 1" | Ea | 2 | 0.075 | 3.99 | 0 | 5.99
161101630 | Channel strap, 2" | Ea | 2.75 | 0.1 | 5.33 | 0 | 8.08
161102110 | Electrical Duct, 4"x4", 1' | Ea | 17 | 0.4 | 21.3 | 0 | 38.3
161102120 | Electrical Duct, 4"x4", 3' | Ea | 45 | 0.5 | 26.63 | 0 | 71.63
161102210 | Cable tray, 4" wide | Lf | 11.5 | 0.3 | 15.98 | 0 | 27.48
161102220 | Cable tray, 6" wide | Lf | 18.5 | 0.45 | 23.96 | 0 | 42.46
16120 | WIRES AND CABLES
161202310 | Copper service wire, 12 gauge | Lf | 0.32 | 0.009 | 0.48 | 0 | 0.8
161202320 | Copper service wire, 8 gauge | Lf | 0.55 | 0.012 | 0.64 | 0 | 1.19
161202330 | Copper service wire, 4 gauge | Lf | 1.2 | 0.02 | 1.07 | 0 | 2.27
161202410 | Aluminum service wire, 6 gauge | Lf | 0.45 | 0.012 | 0.64 | 0 | 1.09
161202420 | Aluminum service wire, 4 gauge | Lf | 0.55 | 0.013 | 0.69 | 0 | 1.24
161202430 | Aluminum service wire, 2 gauge | Lf | 0.65 | 0.017 | 0.91 | 0 | 1.56
161203110 | Copper conductor, #14 stranded | Lf | 0.19 | 0.006 | 0.32 | 0 | 0.51
161203120 | Copper conductor, #12 stranded | Lf | 0.21 | 0.007 | 0.37 | 0 | 0.58
161203130 | Copper conductor, #10 stranded | Lf | 0.28 | 0.008 | 0.43 | 0 | 0.71
161203550 | Aluminum conductor, #6 | Lf | 0.35 | 0.009 | 0.48 | 0 | 0.83
161203560 | Aluminum conductor, #4 | Lf | 0.45 | 0.011 | 0.59 | 0 | 1.04
161203570 | Aluminum conductor, #2 | Lf | 0.6 | 0.014 | 0.75 | 0 | 1.35
161204110 | Romex cable, #14, 2 conductor | Lf | 0.29 | 0.03 | 1.6 | 0 | 1.89
161204120 | Romex cable, #12, 2 conductor | Lf | 0.35 | 0.035 | 1.86 | 0 | 2.21
161204130 | Romex cable, #10, 2 conductor | Lf | 0.57 | 0.04 | 2.13 | 0 | 2.7
161204150 | Romex cable, #14, 3 conductor | Lf | 0.4 | 0.03 | 1.6 | 0 | 2
161204160 | Romex cable, #12, 3 conductor | Lf | 0.43 | 0.035 | 1.86 | 0 | 2.29
161204170 | Romex cable, #10, 3 conductor | Lf | 0.65 | 0.04 | 2.13 | 0 | 2.78
161204250 | Electrical receptacle, 125 v, 20 amp, duplex | Ea | 14 | 0.2 | 10.65 | 0 | 24.65
161204260 | Electrical receptacle, 250 v, 20 amp, duplex | Ea | 18.5 | 0.22 | 11.72 | 0 | 30.22
161204270 | Electrical switch, 20 amp, 2 pole | Ea | 17 | 0.4 | 21.3 | 0 | 38.3
161204310 | Dimmer switch, 600 w | Ea | 7.5 | 0.4 | 21.3 | 0 | 28.8
16130 | BOXES
161304210 | Pull box, galvanized, 4"x4"x4" | Ea | 3.35 | 0.15 | 7.99 | 0 | 11.34
161304220 | Pull box, galvanized, 6"x6"x4" | Ea | 5.5 | 0.19 | 10.12 | 0 | 15.62
161304410 | Ground rod, copper, 3/4", 8' long | Ea | 49 | 1.1 | 58.58 | 0 | 107.58
16200 | POWER GENERATION
162001210 | Circuit breaker, 120 v, 20 amp, 1 pole | Ea | 16 | 0.25 | 13.31 | 0 | 29.31
162001220 | Circuit breaker, 120 v, 20 amp, 2 pole | Ea | 35 | 0.45 | 23.96 | 0 | 58.96
162001310 | Fuse, 250 v, 30 amp | Ea | 1.85 | 0.08 | 4.26 | 0 | 6.11
162001320 | Fuse, 250 v, 100 amp | Ea | 30 | 0.1 | 5.33 | 0 | 35.33
16500 | LIGHTING
165001210 | Fluorescent lighting, surface, 2 x 40 w | Ea | 47.5 | 0.8 | 42.6 | 0 | 90.1
165001220 | Fluorescent lighting, surface, 4 x 40 w | Ea | 79 | 1.15 | 61.24 | 0 | 140.24
165001230 | Fluorescent lighting, 2',x2', 2x40 W | Ea | 105 | 1.1 | 58.58 | 0 | 163.58
165001240 | Fluorescent lighting, 4'x4', 4x40 W | Ea | 235 | 1.25 | 66.56 | 0 | 301.56
165001250 | Fluorescent lighting, strip, 4' | Ea | 72.5 | 1.1 | 58.58 | 0 | 131.08
165001260 | Fluorescent lighting, strip, 8' | Ea | 105 | 1.15 | 61.24 | 0 | 166.24
165002110 | Metal halide, 250 w | Ea | 535 | 3.25 | 173.06 | 0 | 708.06
165002120 | Recessed spotlight, basic | Ea | 42.25 | 1.45 | 77.21 | 0 | 119.46
165002130 | Recessed spotlight, premium | Ea | 105 | 1.75 | 93.19 | 0 | 198.19
165002140 | Wall fixture, exterior | Ea | 41 | 0.6 | 31.95 | 0 | 72.95
165002250 | Incandescent, reflector, 100 W | Ea | 100 | 0.5 | 26.63 | 0 | 126.63
165002260 | Recessed lighting | Ea | 79 | 0.7 | 37.28 | 0 | 116.28
165002310 | Heat lamp, 100 W | Ea | 125 | 0 | 0 | 0 | 125
165002410 | Chandelier | Ea | 615 | 1.25 | 66.56 | 0 | 681.56
165003110 | Yard lighting, sodium flood, 100 w | Ea | 305 | 3 | 159.75 | 0 | 464.75
165003120 | Yard lighting, metal halide flood, 400 w | Ea | 560 | 3.25 | 173.06 | 0 | 733.06
16600 | SPECIAL SYSTEMS
166001220 | Exhaust fan | Ea | 125 | 1.25 | 66.56 | 0 | 191.56
166001230 | Ceiling fan | Ea | 425 | 2.25 | 119.81 | 0 | 544.81
166001410 | Uninterruptible power supply, 10 kva | Ea | 625 | 2.5 | 133.13 | 0 | 758.13
16700 | COMMUNICATIONS
167001210 | Fire alarm system, 8 zone panel | Ea | 1900 | 8 | 426 | 0 | 2326
167001220 | Fire alarm cabinet | Ea | 695 | 2.75 | 146.44 | 0 | 841.44
167001230 | Fire alarm master box | Ea | 3200 | 16 | 852 | 0 | 4052
167001410 | Closed circuit TV, cabling | Lf | 3500 | 16 | 852 | 0 | 4352
167001420 | Black and white monitor | Ea | 500 | 1 | 53.25 | 0 | 553.25
167001430 | Closed circuit, termination box | Ea | 190 | 1.75 | 93.19 | 0 | 283.19
167001510 | Computer network ethernet coax 10B2 | Lf | 0.55 | 0.01 | 0.53 | 0 | 1.08
167001520 | Computer network shielded twisted pair | Lf | 0.65 | 0.025 | 1.33 | 0 | 1.98
167001540 | Cable connector, ethernet, coax | Ea | 20 | 0.1 | 5.33 | 0 | 25.33
167001550 | Cable connector, twisted pair | Ea | 36 | 0.16 | 8.52 | 0 | 44.52
16850 | ELECTRIC RESISTANCE HEATING
168502110 | Baseboard heater, 4', 750 w | Ea | 130 | 1.65 | 87.86 | 0 | 217.86
168502120 | Baseboard heater, 6', 1100 w | Ea | 185 | 2 | 106.5 | 0 | 291.5
168502130 | Unit heater, wall mounted, 1500 w | Ea | 325 | 2.25 | 119.81 | 0 | 444.81

## Quote
QUOTE
<Work description>
1. Scope of Work. Contractor agrees to furnish all labor, services, materials, installation, supplies, insurance, equipment, tools and other facilities needed for the prompt and efficient execution of the work described herein in a professional manner.
2. Quote Amount. Owner agrees to pay Contractor for the strict performance of his work, the sum as indicated above subject to additions and deductions for changes in the scope of work as may be subsequently agreed upon.
3. Payment Schedule. Owner agrees to pay Contractor in progress payments as follows:
Payment #1 - Upon start of project.
Payment #2 - Upon 40% completion.
Payment #3 - Upon 60% completion.
Payment #4 - Upon 80% completion.
Payment #5 - Upon 100% completion.
4. Work Schedule. Contractor shall complete the work as required by the work schedule prepared by the Contractor, which is agreed to be no more than:
<90 days>
from the start date of the project. Work schedule may be amended based on additional work inclusions and deductions and by agreement between the Owner and Contractor.
The parties hereto have executed this Agreement for themselves, their heirs, executors, successors, administrators, and assignees on the day and year written below.
Signed By:
Contractor
Accepted By:
Owner